## DB_Export
ApplNo | CarrierName | App_Description | ColoNewMM | SiteName | SiteID | Address | Street | City | Zone | Owner | Type2 | Type | LAT | LONG_ | Structure | Height | PROW | ApplicantName | Rcvd | Action Date | Action | CarrierSiteName | Notes | webUrl
2025062541 | T-Mobile | Removing three (3) existing antennas, one (1) existing cabinet, three (3) existing TMAs, six (6) existing 1-5/8" coax cables, and partial ice bridge. Proposing installation of three (3) COMMSCOPE VV-65A-R1 antennas, three (3) radios, two (2) 6x25 hybrid cables, and two (2) cabinets. | Minor Modification | Benmar Property | 125 | 23000 | Whites Ferry Rd (18500 Elmers School Rd) | Dickerson | AR | Tower Road LLC |  | Private | 39.1574 | -77.4854 | Tower | 230 | 0 | Regina Chang | 2025-06-20 10:01 |  | Pending - Not Complete | Benmar Property |  | https://montgomerycountytfcg3.s3.us-east-1.amazonaws.com/Applications/MC2025062541.pdf
2025062538 | AT&T Wireless | Remove 9 antennas and add 6 antennas. Remove 15 radios and add 12 radios. | Minor Modification | Pinnacle Towers | 21 | 5202 | River Rd | Bethesda | IM-2.5 H-50 | Pinnacle Towers Inc |  | Private | 38.9639 | -77.1047 | Tower | 744.5 | 0 | Sharon Weddle | 2025-06-17 16:07 |  | Pending - Not Complete | Bethesda |  | https://montgomerycountytfcg3.s3.us-east-1.amazonaws.com/Applications/MC2025062538.pdf
2025062535 | T-Mobile | Remove existing equipment; install antennas, RRUs, remove platform mount; install equipment cabinet; battery cabinet | Minor Modification | McDonnell Property | 93.01 | 20315 | Georgia Ave | Brookeville | RC | Timothy McDonnell |  | Private | 39.1899 | -77.0607 | Monopole | 188 | 0 | Missy Holcomb | 2025-06-13 11:05 |  | Pending - Not Complete | SPECTRASITE - BROOKEVILLE |  | https://montgomerycountytfcg3.s3.us-east-1.amazonaws.com/Applications/MC2025062535.pdf
2025022434 | AT&T Wireless | AT&T is proposing to Remove (6) existing Antennas, Remove (15) existing RRHS at the tower site. AT&T is also Installing (6) new Antennas and Installing (12) new RRHs at the tower site. | Minor Modification | Kenwood Country Club | 30 | 5601 | River Rd | Bethesda | R-90 | Kenwood Country Club |  | Private | 38.9766 | -77.1142 | Tower | 230 | 0 | Ryan Gonzales | 2025-06-12 16:50 |  | Pending - Not Complete | Radnor Rd |  | https://montgomerycountytfcg3.s3.us-east-1.amazonaws.com/Applications/MC2025022434.pdf
2025062532 | T-Mobile | T-Mobile proposes to install 9 antennas, 6 radios, 2 cabinets, and additional ancillary equipment, to the existing telecommunications compound, per plans. | Minor Modification | Pepco 29-S | 69 | 0 | Peach Tree Rd | Dickerson | AR | Pepco | Pepco | Private | 39.1778 | -77.3859 | Tower | 135 | 0 | Regina Chang | 2025-06-10 11:02 |  | Pending - Not Complete | 7WAN178B |  | https://montgomerycountytfcg3.s3.us-east-1.amazonaws.com/Applications/MC2025062532.pdf
2025062531 | AT&T Wireless | Remove 6 antennas and 3 radios. Install 9 antennas and 9 radios. Remove 3 cabinets and 1 power plant. Install 2 new cabinets and 1 power plant. There will be no structure height increase. | Minor Modification | Gymkhana Club | 56 | 14100 | River Rd | Rockville | RE-2 | River Road Development Inc |  | Private | 39.063 | -77.2925 | Monopole | 143.6 | 0 | Sharon Weddle | 2025-06-06 12:09 |  | Pending - Not Complete | Blockhouse Point |  | https://montgomerycountytfcg3.s3.us-east-1.amazonaws.com/Applications/MC2025062531.pdf
2025062530 | T-Mobile | T-Mobile to remove (6) antennas and (1) HCS cable then install (3) new antennas, (3) radios and (1) hybrid trunk. On the ground, remove (1) RBS 6131, (1) RBS 2106 then install (1) 6160_V2 AC enclosure, (1) B160 enclosure and (1) CSR IXRE V2 transport system. | Minor Modification | Shumaker Property | 127 | 0 | Peach Tree Rd | Boyds | AR | Shumaker Family Properties LLC |  | Private | 39.1996 | -77.3481 | Tower | 150 | 0 | Jeffrey Barbadora | 2025-06-04 09:39 |  | Pending - Not Complete | 7WAN370B |  | https://montgomerycountytfcg3.s3.us-east-1.amazonaws.com/Applications/MC2025062530.pdf
2025052518 | Verizon Wireless | Replace existing pole with new utility pole which will hold (1) small cell antenna | New | Pepco 810456-770690 | 804 | 2340 | Briggs Chaney Rd | Silver Spring | R-200 | Montgomery County | Public |  | 39.0876 | -76.9618 | Utility Pole | 41 | Yes | joshua schakola | 2025-05-30 01:31 |  | Pending - Not Complete | Briggs Chaney |  | https://montgomerycountytfcg3.s3.us-east-1.amazonaws.com/Applications/MC2025052518.pdf
2025052513 | Verizon Wireless | Upgrade/modify existing telecom facility: Remove 15 antennas and add 11 antennas Remove 12 radios and add 8 radios Update Cabling Accessories | Minor Modification | Takoma Tower | 27 | 7051 | Carroll Ave | Takoma Park | NR-0.75 H-50 | Takoma Tower LP | County | Public | 38.9747 | -77.0105 | Building | 109.1 | 0 | joshua schakola | 2025-05-30 01:03 |  | Pending - Not Complete | Piney Branch |  | https://montgomerycountytfcg3.s3.us-east-1.amazonaws.com/Applications/MC2025052513.pdf
2025052528 | MCTEBS | New 350-ft tower in a 90x90 compound. Relocated 12x36 shelter from site to be demolished. The shelter has an internal generator. The site will be available for colocations. There will be two VHF antennas (dipoles), One transmit and one receive 800 mHz antennas, 3 microwave antennas. Carrier antennas will be included in the design loading for future colocations. | New | Dickerson Public Safety Tower | 803 | 21204 | Martinsburg Rd | Dickerson | AR | Montgomery County | Public |  | 39.2016 | -77.4574 | Tower | 350 | No | Gerry Adcock | 2025-05-29 11:48 |  | Pending - Not Complete | Dickerson |  | https://montgomerycountytfcg3.s3.us-east-1.amazonaws.com/Applications/MC2025052528.pdf
2025052527 | T-Mobile | T-Mobile proposes to modify the existing telecommunications facility removing (9) antennas and installing (6) new antennas and ancillary equipment, per plans. | Minor Modification | Pepco 10-N | 162 | 0 | Martinsburg Rd | Dickerson | AR | Pepco | Pepco | Private | 39.2069 | -77.436 | Tower | 132 | 0 | Samantha Eck | 2025-05-28 09:56 |  | Pending - Not Complete | 7WAN153B |  | https://montgomerycountytfcg3.s3.us-east-1.amazonaws.com/Applications/MC2025052527.pdf
2025052526 | T-Mobile | T-Mobile to remove (6) antennas, (6) coaxial cables and (1) HSC cable then install (3) antennas, (3) radio and (1) hybrid trunk. On the ground remove (1) RBS 6131 enclosure and (1) RBS 2106 enclosure then install (1) 6160 V2 AC enclosure, (1) B160 enclosure and (1) CSR IXRE V2 transport system. | Minor Modification | Sarem Farm | 50 | 15901 | Columbia Pike | Burtonsville | RC | Jennifer Sarem |  | Private | 39.118 | -76.9292 | Monopole | 150 | 0 | Jeffrey Barbadora | 2025-05-27 20:54 |  | Pending - Not Complete | Sarem Farm |  | https://montgomerycountytfcg3.s3.us-east-1.amazonaws.com/Applications/MC2025052526.pdf
2025052522 | AT&T Wireless | AT&T is removing 11 existing antennas, 6 existing TMAs, 6 existing diplexers, and 15 existing RRHs on the building site. AT&T is also adding 8 new antennas and 12 new RRHs on the building. | Minor Modification | Rock Creek | 304 | 8630 | Fenton St | Silver Spring | CR-6.0 C-6.0 R-6.0 H-260 | Gudelsky Co |  | Private | 38.9979 | -77.0285 | Building | 143 | 0 | Zachary Arrasmith | 2025-05-23 15:04 |  | Pending - Not Complete | ROCK CREEK |  | https://montgomerycountytfcg3.s3.us-east-1.amazonaws.com/Applications/MC2025052522.pdf
2025052523 | AT&T Wireless | AT&T is removing existing (9) antennas, (6) TMAs, (6) diplexers and (6) RRHs at the monopole site. AT&T is adding (9) new antennas and (9) new RRHs on the monopole site. AT&T is removing (2) existing cabinets and adding (1) new equipment cabinet on the ground. | Minor Modification | Mullinix Farm | 238 | 11416 | Hawkes Rd | Clarksburg | RC | Michael Longshore & Linda Better |  | Private | 39.2464 | -77.2363 | Monopole | 162 | 0 | Kyle Melan | 2025-05-22 15:39 |  | Under Review | Mullinix MD |  | https://montgomerycountytfcg3.s3.us-east-1.amazonaws.com/Applications/MC2025052523+Application.pdf
2025052521 | AT&T Wireless | Remove 12 antennas and add 12 antennas. Remove 12 radios and add 12 radios. Remove 1 cabinet. Install 1 cabinet. There will be no structure height increase and no ground disturbance. | Minor Modification | White Oak Towers Apts | 32 | 11700 | Old Columbia Pike | Silver Spring | R-10 | Old Columbia Pike Ltd. |  | Private | 39.0494 | -76.9805 | Building | 189 | 0 | Sharon Weddle | 2025-05-22 15:31 |  | Pending - Not Complete | CARRIDGE HOUSE DR |  | https://montgomerycountytfcg3.s3.us-east-1.amazonaws.com/Applications/MC2025052521.pdf
2025052516 | AT&T Wireless | Remove 6 Antennas, Add 9 Antennas, Remove 24 RRHs, Add 24 RRHs, Add 6 Diplexers | Minor Modification | Democracy Center | 23 | 6903 | Rockledge Dr | Bethesda | CR-1.5 C-1.25 R-0.75 H-200 | G&I X Democracy Center LLC |  | Private | 39.0276 | -77.1405 | Building | 185 | 0 | Zachary Arrasmith | 2025-05-15 21:26 |  | Pending - Not Complete | ROCKLEDGE CENTER |  | https://montgomerycountytfcg3.s3.us-east-1.amazonaws.com/Applications/MC2025052516.pdf
2025052520 | AT&T Wireless | AT&T is removing (6) existing antennas and (12) existing RRHs at the tower site. AT&T is adding (9) new antennas, (2) new diplexers, and (12) new RRHs at the tower site. | Minor Modification | AT&T Long Line Tower | 120 | 12419 | Middlebrook Rd | Germantown | IM-2.5 H-50 | American Tower Inc. |  | Private | 39.1769 | -77.2572 | Tower | 125 | 0 | Kyle Melan | 2025-05-15 16:44 |  | Under Review | Germantown |  | https://montgomerycountytfcg3.s3.us-east-1.amazonaws.com/Applications/MC2025052520+Application.pdf
2025052514 | Verizon Wireless | Verizon is adding (11) new antennas and (8) new RRHs on the existing tower. Verizon is adding (2) new equipment cabinets, (1) new propane tank, and (1) new generator on the concrete pad on the ground. | Colocated | Kenwood Country Club | 30 | 5601 | River Rd | Bethesda | R-90 | Kenwood Country Club |  | Private | 38.9766 | -77.1142 | Tower | 230 | 0 | James Marquez | 2025-05-14 14:23 |  | Under Review | Kenwood Relo |  | https://montgomerycountytfcg3.s3.us-east-1.amazonaws.com/Applications/MC2025052514+Application.pdf
2025052515 | AT&T Wireless | AT&T is proposing to remove (6) antennas, remove (12) RRHs, remove (6) TMAs, remove (12) diplexers, install (6) antennas, and install (12) RRHs. | Minor Modification | Potomac Water Filt. Plant | 91 | 12200 | River Rd | Rockville | RE-2 | WSSC | WSSC | Public | 39.0405 | -77.2537 | Building | 81.3 | 0 | Jessica Carr | 2025-05-14 13:48 |  | Pending - Not Complete | Travilah |  | https://montgomerycountytfcg3.s3.us-east-1.amazonaws.com/Applications/MC2025052515.pdf
2025052510 | T-Mobile | T-Mobile to replace their (3) antennas at the 136' level with (3) new antennas and replace their (6) TMAs at the 132 & 130' level. Remove (6) coxial cabled and replace with (12) new cables. On the ground, remove (1) RBS6201 enclosure, (1) 8004 Cabinet, (1) CSR transport system. then install, (6) radios, (1) 6160 enclosure, (1) B160 enclosure and (1) CSR IXRE V2 transport system | Minor Modification | Tewksbury Manor | 270 | 5600 | Sundown Rd | Gaithersburg | AR | Mikaehl and Sonia Bagherian |  | Private | 39.214 | -77.1046 | Monopole | 149 | 0 | Jeffrey Barbadora | 2025-05-09 15:51 | 2025-06-04 | Recommended | Tewksbury Manor |  | https://montgomerycountytfcg3.s3.us-east-1.amazonaws.com/Applications/MC2025052510+Application.pdf
2025052509 | AT&T Wireless | AT&T Antenna Swap. Removing 6 Antennas, Removing 15 RRHs, Removing 6 Diplexers, Relocating 3 Antennas, Adding 6 Antennas, Adding 12 RRHs. | Minor Modification | Silver Spring VFD | 320 | 111 | University Blvd East | Silver Spring | R-60 | Silver Spring VFD | Fire | Private | 39.0174 | -77.0072 | Tower | 73 | 0 | Zachary Arrasmith | 2025-05-09 09:38 |  | Pending - Not Complete | FOUR CORNERS |  | https://montgomerycountytfcg3.s3.us-east-1.amazonaws.com/Applications/MC2025052509.pdf
2025052508 | AT&T Wireless | AT&T is removing (6) existing TMAs, and (18) existing RRHs at the tower site. AT&T is adding (3) new antennas, (8) new RRHs and (6) new TMAs at the tower site. AT&T is relocating (6) existing antennas on the tower. | Minor Modification | Pepco 628-S | 164.1 | 0 | Dufief Mill Rd | Gaithersburg | R-200 | Pepco | Pepco | Private | 39.0833 | -77.248 | Tower | 129 | 0 | Ryan Gonzales | 2025-05-08 17:21 |  | Pending - Not Complete | Muddy Branch |  | https://montgomerycountytfcg3.s3.us-east-1.amazonaws.com/Applications/MC2025052508.pdf
2025052506 | AT&T Wireless | Remove (12) existing antennas, (16) existing RRUs, (6) existing TMA and (4) existing squids. Install (8) new antennas and (16) new RRUs Proposed equipment: (4) CCI BSA33R-BU8B antennas, (4) ERICSSON AIR6472 B77G B77M antennas, (4) ERICSSON 4490 B5-B12 RRUS, (4) ERICSSON 4471 B30 RRUS, (4) ERICSSON 4494 B14/B29 RRUS and (4) ERICSSON 4890 B25/B66 RRUS | Minor Modification | Crescent Bldg | 84 | 4600 | East-West Hwy | Bethesda | CR-5.0 C-5.0 R-4.75 H-175 | Bethesda Crescent 4600 CO Limited Prtnrship |  | Private | 38.9845 | -77.0929 | Building | 128.83 | 0 | Carolyn Seeley | 2025-05-08 11:09 |  | Pending - Not Complete | Crescent |  | https://montgomerycountytfcg3.s3.us-east-1.amazonaws.com/Applications/MC2025052506.pdf
2025052504 | AT&T Wireless | AT&T to remove; (12) Antennas, (18) RRHs AT&T to install; (12) Antennas, (12) RRHs | Minor Modification | Glenmont Tank | 12 | 12413 | Georgia Ave | Silver Spring | CR-2.0 C-0.5 R-1.75 H-120 | WSSC | WSSC | Public | 39.0616 | -77.0516 | Water Tank | 183 | 0 | Krystal Gardner | 2025-05-07 21:54 |  | Pending - Not Complete | Flack St |  | https://montgomerycountytfcg3.s3.us-east-1.amazonaws.com/Applications/MC2025052504.pdf
2025052502 | T-Mobile | remove all existing equipment at 112.2'; install 3 antennas and 3 RRUs at 89'; remove 2 cabinets; install 1 cabinet & 1 battery cabinet. | Minor Modification | Gymkhana Club | 56 | 14100 | River Rd | Rockville | RE-2 | River Road Development Inc |  | Private | 39.063 | -77.2925 | Monopole | 143.6 | 0 | Missy Holcomb | 2025-05-07 11:55 |  | Pending - Not Complete | ATC - Blockhouse Point |  | https://montgomerycountytfcg3.s3.us-east-1.amazonaws.com/Applications/MC2025052502.pdf
2025052503 | T-Mobile | T-Mobile proposes to remove 3 antenna(s), 3 radio(s) and additional ancillary equipment. T-Mobile proposes relocating 2 existing antenna(s) and 1 existing radio. T-Mobile proposes installing 2 new antenna(s), 5 new radio(s), and additional ancillary equipment, per plans. | Minor Modification | Kenwood Country Club | 30 | 5601 | River Rd | Bethesda | R-90 | Kenwood Country Club |  | Private | 38.9766 | -77.1142 | Tower | 230 | 0 | Corinne Smallwood | 2025-05-06 18:05 |  | Under Review | 7WAN097B |  | https://montgomerycountytfcg3.s3.us-east-1.amazonaws.com/Applications/MC2025052503+Application.pdf
2025052501 | AT&T Wireless | Remove UMTS Cabinet, remove (2) GSM Cabinets, remove (6) antennas, remove (12) RRH. Relocate (3) NNHH-65C-R4 antennas. Install (4) AIR6472 B77G/B77M antennas, (1) NNH4-65C-R6-UPM-V2 antennas, and (12) associated RRH. | Minor Modification | Continental Plaza | 154 | 7101 | Wisconsin Ave | Bethesda | CR-3.0 C-3.0 R-2.75 H-145 | 7101 Wisconsin Owner LLC |  | Private | 38.9803 | -77.0918 | Building | 145 | 0 | Jamie Taylor | 2025-05-06 16:21 |  | Pending - Not Complete | Strathmoore |  | https://montgomerycountytfcg3.s3.us-east-1.amazonaws.com/Applications/MC2025052501.pdf
2025052498 | T-Mobile | T-mobile proposes removing 9 Antenna 3 existing sectors frames, 2 existing cabinet and installing 3 antennas, 6 radios, 3 6x24 hybrid cables, 3 sector frames, 3 sector frame tiebacks, 2 cabinets | Minor Modification | Pepco 674-E | 170 | 5200 | Olney-Laytonsville Rd | Olney | RE-1 | Pepco | Pepco | Private | 39.1798 | -77.1045 | Tower | 147.5 | 0 | Jeff Facey | 2025-05-06 15:11 |  | Pending - Not Complete | Pepco - Only |  | https://montgomerycountytfcg3.s3.us-east-1.amazonaws.com/Applications/MC2025052498.pdf
2025052500 | AT&T Wireless | Remove 3 antennas, 6 TMAs and 15 radios. Install 6 antennas and 12 radios. Remove 3 cabinets and install one cabinet. Remove power plant and install new power plant. | Minor Modification | Pavilion Apts | 31 | 5901 | Montrose Rd | Rockville | CR-4.0 C-0.25 R-4.0 H-190 | CP5 MONTEREY LLC |  | Private | 39.0537 | -77.1189 | Building | 152 | 0 | Sharon Weddle | 2025-05-06 14:40 | 2025-06-04 | Recommended | Pavillion APT |  | https://montgomerycountytfcg3.s3.us-east-1.amazonaws.com/Applications/MC2025052500+Application.pdf
2025052499 | AT&T Wireless | Install self-contained 50kW diesel generator, 4'x10' concrete pad and automatic transfer switch. | Minor Modification | Gate of Heaven | 116 | 13801 | Georgia Ave | Silver Spring | RE-2 | ROMAN CATHOLIC ARCHDIOCESE OF WASHINGTON |  | Private | 39.0877 | -77.0706 | Monopole | 190.5 | 0 | Catherine Conklin | 2025-05-06 14:11 | 2025-06-04 | Recommended | Needwood |  | https://montgomerycountytfcg3.s3.us-east-1.amazonaws.com/Applications/MC2025052499+Application.pdf
2025052497 | AT&T Wireless | AT&T is removing (9) antennas, (6) diplexers, (6) TMAs and (6) RRHs on the monopole site. AT&T is also adding (9) new antennas and (7) new RRHs on the monopole site. | Minor Modification | Weitzer Property | 123 | 0 | Sugarland Rd | Poolesville | AR | BLUFFING GOAT FARM LLC |  | Private | 39.0857 | -77.3982 | Monopole | 195 | 0 | Kyle Melan | 2025-05-05 17:17 | 2025-06-04 | Recommended | Sugarland MD |  | https://montgomerycountytfcg3.s3.us-east-1.amazonaws.com/Applications/MC2025052497+Application.pdf
2025052496 | AT&T Wireless | AT&T is looking to modify an existing location. ATT to remove (6) TMAS, install (3) New antennas and (3) New TMAS | Minor Modification | Pepco 683-W | 110 | 18300 | Bowie Mill Rd | Olney | RE-1 | Pepco | Pepco | Private | 39.1562 | -77.0925 | Tower | 151 | 0 | Samantha Streb | 2025-05-05 09:31 |  | Pending - Not Complete | Weston Pl |  | https://montgomerycountytfcg3.s3.us-east-1.amazonaws.com/Applications/MC2025052496.pdf
2025052493 | AT&T Wireless | the removal of (6) antennas, (6) existing diplexers and (12) RRHs. AT&T will add (9) antennas and (12) RRHs. AT&T is removing (5) existing cabinets and (1) existing powerplant and installing (2) new equipment cabinets and (1) new powerplant on the ground. AT&T is also removing (6) existing ground mounted diplexers. | Minor Modification | Sarem Farm | 50 | 15901 | Columbia Pike | Burtonsville | RC | Jennifer Sarem |  | Private | 39.118 | -76.9292 | Monopole | 150 | 0 | Sharon Weddle | 2025-05-01 09:54 | 2025-06-04 | Recommended | Sarem Farm |  | https://montgomerycountytfcg3.s3.us-east-1.amazonaws.com/Applications/MC2025052493+Application.pdf
2025052494 | AT&T Wireless | Install back-up self-contained 30kW diesel generator, 4'x10' concrete pad and automatic transfer switch. | Minor Modification | Wheaton Park Maint. Yard | 65 | 12012 | Alpert Ln | Silver Spring | R-90 | M-NCPPC | AT&T | Public | 39.0532 | -77.0286 | Monopole | 180 | 0 | Catherine Conklin | 2025-05-01 09:45 | 2025-06-04 | Recommended | Overlay - Wheaton Ice Rink |  | https://montgomerycountytfcg3.s3.us-east-1.amazonaws.com/Applications/MC2025052494+Application.pdf
2025042492 | Verizon Wireless | Tower: Verizon Wireless to remove (6) radios then install (3) new antennas, (6) new radios, (1) surge arrestor, (1) hybrid cable and a mount modification. Ground: Install (5) Bypass Modules, (1) Controller, (2) Raycaps, (1) OVP, (5) Boost Modules, (1) Cardport and (1) Powershift. | Minor Modification | Lloyd Property | 268 | 21410 | Beallsville Rd | Dickerson | AR | DRISKELL LISBETH I DRISKELL BRIAN V |  | Private | 39.2086 | -77.3853 | Monopole | 140 | 0 | Jeffrey Barbadora | 2025-04-30 15:48 | 2025-06-04 | Recommended | Barnesville |  | https://montgomerycountytfcg3.s3.us-east-1.amazonaws.com/Applications/MC2025042492+Application.pdf
2025042490 | AT&T Wireless | Remove 6 antennas and 12 radios. Install 9 antennas and 12 radios. | Minor Modification | Bethesda Country Club | 51.01 | 7601 | Bradley Blvd | Bethesda | R-200 | Bethesda Country Club |  | Private | 39.0153 | -77.1501 | Monopole | 150 | 0 | Sharon Weddle | 2025-04-25 12:20 | 2025-05-07 | Recommended | Montgomery Mall |  | https://montgomerycountytfcg3.s3.us-east-1.amazonaws.com/Applications/MC2025042490.pdf
2025042484 | AT&T Wireless | AT&T plans to swap mounts, remove 6 antennas and add 9 antennas. Remove 12 radios and add 12 radios. Remove power plant and install one power plant. | Minor Modification | Gate of Heaven | 116 | 13801 | Georgia Ave | Silver Spring | RE-2 | ROMAN CATHOLIC ARCHDIOCESE OF WASHINGTON |  | Private | 39.0877 | -77.0706 | Monopole | 190.5 | 0 | Sharon Weddle | 2025-04-23 11:54 | 2025-06-04 | Recommended | Needwood |  | https://montgomerycountytfcg3.s3.us-east-1.amazonaws.com/Applications/MC2025042484+Application.pdf
2025042489 | T-Mobile | T-Mobile proposes to remove 7 antennas; install 4 antennas, 4 RRUs; remove 1 cabinet; install 2 cabinets | Minor Modification | Hungerford Property | 244 | 14615 | Clopper Rd | Boyds | IM-0.25 H-50 | Walter Hungerford & Sons |  | Private | 39.1824 | -77.3029 | Monopole | 150 | 0 | Missy Holcomb | 2025-04-23 10:56 |  | Pending - Not Complete | ATC - Boyds |  | https://montgomerycountytfcg3.s3.us-east-1.amazonaws.com/Applications/MC2025042489.pdf
2025042487 | T-Mobile | T-Mobile proposes to remove 6 antennas; install 3 new antennas, 3 RRUs; and remove 2 Cabinets; install 1 equipment cabinet, 1 Battery Cabinet. | Minor Modification | Cabin John VFW Post | 60 | 11511 | MacArthur Blvd | Potomac | RE-2 | Cabin John Memorial Post 5633 |  | Private | 38.9963 | -77.2381 | Monopole | 126 | 0 | Missy Holcomb | 2025-04-22 16:48 |  | Pending - Not Complete | 7WAN519A |  | https://montgomerycountytfcg3.s3.us-east-1.amazonaws.com/Applications/MC2025042487.pdf
2025032439 | AT&T Wireless | Removing (9) antennas, installing (6) antennas. Removing (18) RRUs, installing (9) RRUs. | Minor Modification | Izaak Walton League | 6 | 18301 | Waring Station Rd | Germantown | R-200 | Izaak Walton League |  | Private | 39.1551 | -77.2535 | Tower | 224 | 0 | Chris Bireley | 2025-04-21 09:46 |  | Pending - Not Complete | CLOPPER ROAD |  | https://montgomerycountytfcg3.s3.us-east-1.amazonaws.com/Applications/MC2025032439.pdf
2025042479 | Verizon Wireless | Verizon Wireless is adding (9) new antennas and (6) new RRHs on the existing utility tower. Verizon Wireless is adding an equipment cabinet and a generator on a new proposed concrete pad on the ground. | Colocated | Pepco 54-S | 185.2 | 14800 | Schaeffer Rd | Boyds | AR | Pepco | Pepco | Private | 39.1465 | -77.3083 | Tower | 136 | 0 | Samantha Eck | 2025-04-16 14:24 | 2025-05-07 | Recommended | MD Sportsplex |  | https://montgomerycountytfcg3.s3.us-east-1.amazonaws.com/Applications/MC2025042479+Application+and+Report.pdf
2025042483 | AT&T Wireless | AT&T Wireless is removing (6) antennas and (6) TMAs at the monopole site. AT&T Wireless is adding (6) antennas and (3) TMAs at the monopole site. AT&T Wireless is also removing (18) existing diplexers and (9) existing RRHs and adding (3) new diplexers and (6) new RRHs on the ground. | Minor Modification | Beall Farm | 262 | 13201 | Lewisdale Rd | Clarksburg | AR | Rudell Beall & Sons Inc. |  | Private | 39.2886 | -77.2729 | Monopole | 184 | 0 | Allison Helowicz | 2025-04-14 14:39 |  | Under Review | Purdum |  | https://montgomerycountytfcg3.s3.us-east-1.amazonaws.com/Applications/MC2025042483+Application.pdf
2025042481 | T-Mobile | T-Mobile is removing (9) existing antennas, (6) TMAs, and (3) RRHs on the tower structure. T-Mobile is adding (6) antennas and (6) RRHs on the tower structure. T-Mobile is removing (2) existing equipment cabinets and adding (2) new equipment cabinets on the ground. | Minor Modification | Pepco 43-S | 313.01 | 18698 | White Ground Rd | Boyds | AR | Pepco | Pepco | Private | 39.1628 | -77.3411 | Tower | 135.8 | 0 | Jeff Facey | 2025-04-10 15:10 | 2025-06-04 | Recommended | 7WAN561A |  | https://montgomerycountytfcg3.s3.us-east-1.amazonaws.com/Applications/MC2025042481+Application.pdf
2025042480 | AT&T Wireless | Install back-up self-contained 50kW diesel generator, 4'x10' concrete pad, automatic transfer switch | Minor Modification | Dickerson Auto Center | 105 | 22210 | Dickerson Rd | Dickerson | IM-2.5 H-50 | SMS Partnership | Crown Castle | Private | 39.2211 | -77.4281 | Monopole | 175.5 | 0 | Catherine Conklin | 2025-04-10 13:33 | 2025-05-07 | Recommended | Dickerson - AT&T Generator Project |  | https://montgomerycountytfcg3.s3.us-east-1.amazonaws.com/Applications/MC2025042480+Application.pdf
2025042478 | AT&T Wireless | AT&T is removing (6) antennas, (6) diplexers, and (12) RRHs at the tower site. AT&T is also adding (6) new antennas and (12) new RRHs at the tower site. AT&T is also removing (1) existing cabinet on the ground. | Minor Modification | Rockville Measuring Station | 102 | 15030 | Frederick Rd | Rockville | IM-2.5 H-50 | Atlantic Seaboard Corp |  | Private | 39.1021 | -77.1572 | Tower | 188 | 0 | Ryan Gonzales | 2025-04-08 15:42 |  | Under Review | Lincoln Terrace |  | https://montgomerycountytfcg3.s3.us-east-1.amazonaws.com/Applications/MC2025042478+Application.pdf
2025032446 | Verizon Wireless | Verizon Wireless to remove (6) antennas and (6) RRHs from the tower, and install (9) antennas and (6) RRHs on the tower. | Minor Modification | Weitzer Property | 123 | 0 | Sugarland Rd | Poolesville | AR | BLUFFING GOAT FARM LLC |  | Private | 39.0857 | -77.3982 | Monopole | 195 | 0 | Timothy Harris | 2025-04-08 09:13 | 2025-06-04 | Recommended | Chisel |  | https://montgomerycountytfcg3.s3.us-east-1.amazonaws.com/Applications/MC2025032446+Application.pdf
2025042477 | AT&T Wireless | AT&T is removing (6) TMAs and (6) diplexers at the tower site. AT&T is adding (3) new TMAs at the tower site. AT&T is also removing (9) RRHs and (6) triplexers, and adding (6) new RRHs and (3) new triplexers on the ground. | Minor Modification | Pepco 59-N | 158.01 | 0 | Black Rock Rd | Germantown | AR | Pepco | Pepco | Private | 39.1385 | -77.2957 | Tower | 124.5 | 0 | Chris Bireley | 2025-04-07 11:47 | 2025-06-04 | Recommended | FLAGSTONE CT |  | https://montgomerycountytfcg3.s3.us-east-1.amazonaws.com/Applications/MC2025042477+Application.pdf
2025042476 | AT&T Wireless | AT&T is removing (6) antennas, (6) diplexers, (6) TMAs, and (6) RRHs at the monopole site. AT&T is also adding (3) new antennas and (9) RRHs at the monopole site. Additionally, AT&T is removing (2) existing equipment cabinets and (1) existing battery cabinet, and installing (1) new equipment cabinet and (1) new battery cabinet on the ground. | Minor Modification | Cabin John VFW Post | 60 | 11511 | MacArthur Blvd | Potomac | RE-2 | Cabin John Memorial Post 5633 |  | Private | 38.9963 | -77.2381 | Monopole | 126 | 0 | Kyle Melan | 2025-04-04 15:20 | 2025-05-07 | Recommended | GREATFALLSPARKVFW MD |  | https://montgomerycountytfcg3.s3.us-east-1.amazonaws.com/Applications/MC2025042476+Application.pdf
2025022421 | AT&T Wireless | Remove 3 antennas and add 3 antennas. Remove 15 radios and add 12 radios. | Minor Modification | Schlesinger Building | 250 | 3720 | Farragut Ave | Kensington | CRT-1.5 C-1.0 R-1.0 H-45 | FARRAGUT BT LLC |  | Private | 39.0317 | -77.0743 | Building | 58 | 0 | Sharon Weddle | 2025-04-02 11:30 |  | Pending - Not Complete | Ken Gar |  | https://montgomerycountytfcg3.s3.us-east-1.amazonaws.com/Applications/MC2025022421.pdf
2025042473 | Verizon Wireless | Verizon proposes to remove 3 antennas, 3 rrhs, 3 TMA, and install 3 antenna, 9 rrhs and 3 quadplexes and upgrade ancillary equipment as per plans | Minor Modification | Spencerville Free Methodist Church | 387 | 2100 | Spencerville Rd | Spencerville | RE-1 | Spencerville Free Methodist Church | Church | Private | 39.1181 | -76.9682 | Monopole | 102 | 0 | Jeff Facey | 2025-04-01 14:03 | 2025-05-07 | Recommended | Paris Ridge |  | https://montgomerycountytfcg3.s3.us-east-1.amazonaws.com/Applications/MC2025042473+Application.pdf
2025032472 | AT&T Wireless | AT&T proposes modifications to an existing cell tower that will consist of the removal of 6 Antennas and 9 RRHs. AT&T will be installing 3 antennas and 9 RRUs. AT&T will upgrade ancillary equipment as needed. | Minor Modification | Haights Branch Tower | 112 | 5229 | Damascus Rd | Gaithersburg | AR | LECHLIDER DOUGLAS E & ROBIN L |  | Private | 39.2431 | -77.101 | Tower | 225 | 0 | Kyle Melan | 2025-04-01 10:15 | 2025-05-07 | Recommended | Haights Branch |  | https://montgomerycountytfcg3.s3.us-east-1.amazonaws.com/Applications/MC2025032472+Application.pdf
2025032471 | AT&T Wireless | AT&T Antenna Swap. Remove 9 Antennas, Remove 9 RRHs, Add 7 New Antennas, Add 9 New RRHs. | Minor Modification | Choice International | 29 | 10750 | Columbia Pike | Silver Spring | CRT-2.25 C-1.5 R-0.75 H-45 | VREC III LO COLESVILLE MEDICAL MOB LLC |  | Private | 39.0324 | -77.0045 | Building | 85 | 0 | Zachary Arrasmith | 2025-03-30 20:08 |  | Pending - Not Complete | CHOICE INTL |  | https://montgomerycountytfcg3.s3.us-east-1.amazonaws.com/Applications/MC2025032471.pdf
2025032470 | AT&T Wireless | AT&T Antenna Swap. Remove 4 Antennas, Remove 15 RRHs, Add 4 New Antennas, Add 12 New RRHs. | Minor Modification | Park Ritchie Apts | 48 | 7600 | Maple Ave | Takoma Park | R-10 | Park Ritchie LLC |  | Private | 38.9839 | -77.008 | Building | 151 | 0 | Zachary Arrasmith | 2025-03-30 17:32 |  | Pending - Not Complete | TAKOMA PARK |  | https://montgomerycountytfcg3.s3.us-east-1.amazonaws.com/Applications/MC2025032470.pdf
2025032467 | T-Mobile | Proposed to place Crown Castle Fibers equipment on existing Crown Castle Fiber cable along with mounting equipment on existing wood pole with a RAD center of 26 feet. Please see the attached construction drawing's. Specifically Page C-5. | Colocated | Pepco 789430-920660 | 664 | 1542 | Forest Glen Rd | Silver Spring | R-60 | Montgomery County |  | Public | 39.0159 | -77.0352 | Utility Pole | 40 | -1 | Jim Scully | 2025-03-25 09:46 |  | Pending - Not Complete | MNG-394 |  | https://montgomerycountytfcg.s3.us-east-1.amazonaws.com/Applications/MC2025032467.pdf
2025032466 | AT&T Wireless | Removing (6) antennas and (12) RRUs, installing (6) antennas and (12) RRUs. | Minor Modification | Semmes Building | 35 | 10220 | River Rd | Rocville | NR-0.75 | Semmes Buildng LLC |  | Private | 39.0182 | -77.2097 | Building | 42.5 | 0 | Chris Bireley | 2025-03-24 11:43 |  | Pending - Not Complete | River Road |  | https://montgomerycountytfcg.s3.us-east-1.amazonaws.com/Applications/MC2025032466.pdf
2025032465 | Verizon Wireless | Verizon Wireless is removing (9) panel antennas, (6) remote radio heads (RRHs) and installing (8) panel antennas and (5) remote radio heads (RRHs). A fourth sector is being added as per the construction drawings. | Minor Modification | Grosvenor Station | 191 | 10301 | Grosvenor Pl | Rockville | R-10 | Grosvenor Tower LP |  | Private | 39.0261 | -77.1068 | Building | 173.5 | 0 | Kristina Capucilli | 2025-03-23 22:20 | 2025-05-07 | Recommended | Grosvenor / 5000111371 |  | https://montgomerycountytfcg3.s3.us-east-1.amazonaws.com/Applications/MC2025032465+Application.pdf
2025032458 | Verizon Wireless | Verizon Wireless is removing (6) panel antennas and installing (6) panel antennas. | Minor Modification | Shady Grove Medical Center | 401 | 9850 | Key West Ave | Darnestown | CR-1.0 C-0.5 R-1.0 H-150 | HSRE-Cap Med Shady Grove Med Village LLC |  | Private | 39.1004 | -77.2104 | Building | 52 | 0 | Kristina Capucilli | 2025-03-23 21:32 | 2025-05-07 | Recommended | West Rockville RELO / 5000183606 |  | https://montgomerycountytfcg3.s3.us-east-1.amazonaws.com/Applications/MC2025032458+Application.pdf
2025032457 | Verizon Wireless | Removing nine (9) panel antennas, (6) remote radio heads (RRHs). A fourth antenna sector will be created. Installing (8) panel antennas and (5) remote radio heads (RRHs). | Minor Modification | Shady Grove Medical Center | 401 | 9850 | Key West Ave | Darnestown | CR-1.0 C-0.5 R-1.0 H-150 | HSRE-Cap Med Shady Grove Med Village LLC |  | Private | 39.1004 | -77.2104 | Building | 52 | 0 | Kristina Capucilli | 2025-03-23 21:05 |  | Withdrawn | Grosvenor / 5000111371 |  | https://montgomerycountytfcg.s3.us-east-1.amazonaws.com/Applications/MC2025032457.pdf
2025032463 | AT&T Wireless | AT&T is removing (6) antennas and (6) TMAs at the tower site. AT&T is adding (9) antennas and (3) TMAs at the tower site. AT&T is removing (15) existing RRHs and (6) existing combiners. AT&T is adding (3) new triplexers and (6) new RRHs on the ground. | Minor Modification | Pepco 68S | 314.1 | 17099 | Riffle Ford Rd | Germantown | R-200 | Pepco | Pepco | Private | 39.1376 | -77.2746 | Tower | 134 | 0 | Philip Bys | 2025-03-21 16:34 | 2025-05-07 | Recommended | Seneca Creek |  | https://montgomerycountytfcg3.s3.us-east-1.amazonaws.com/Applications/MC2025032463+Application.pdf
2025032464 | AT&T Wireless | AT&T is removing (3) antennas, (3) diplexers, and (12) RRHs from the building site. AT&T is adding (4) new antennas, (4) diplexers, and (8) new RRHs at the building site. | Minor Modification | Westmoreland Church | 61 | 1 | Westmoreland Cir | Bethesda | R-60 | Westmoreland Cong. Church | Church | Private | 38.9494 | -77.1017 | Building | 35 | 0 | Chris Bireley | 2025-03-21 16:05 | 2025-05-07 | Recommended | WESTMORELAND CONG CHURCH |  | https://montgomerycountytfcg3.s3.us-east-1.amazonaws.com/Applications/MC2025032464+Application.pdf
2025032459 | AT&T Wireless | AT&T is removing (3) existing antennas and (6) TMAs at the existing tower. AT&T is adding (3) new antennas and (6) new TMAs at the existing tower. AT&T is removing (18) RRHs, (6) diplexers, and (1) equipment cabinet on the ground. AT&T is adding (12) new RRHs, (3) triplexers, (3) diplexers, and (1) new equipment cabinet on the ground. | Minor Modification | Pepco 659-S | 347 | 0 | Tuckerman Ln | Potomac | R-90 | Pepco | Pepco | Private | 39.0424 | -77.1663 | Tower | 148 | 0 | Philip Bys | 2025-03-20 23:01 | 2025-06-04 | Recommended | Seven Locks |  | https://montgomerycountytfcg3.s3.us-east-1.amazonaws.com/Applications/MC2025032459+Application.pdf
2025032447 | AT&T Wireless | Install AT&T Equipment cabinets and transformer on new steel support platform on parking deck, install chain link fence around equipment area, install (5) AT&T antennas & (9) RRHs on new antenna support pipes on stair penthouse walls, install new cable conduits from equipment platform to new antenna sectors, provide telco & power to AT&T equipment from demarcation points. | Colocated | Walter Reed National Medical Center | 802 | 9001 | Rockville Pike | Bethesda | R-60 | United States of America | Public | Public | 39.003 | -77.0929 | Building | 76.33 | No | Daniel Sadler | 2025-03-20 15:34 |  | Withdrawn | Bent Arrow |  | https://montgomerycountytfcg.s3.us-east-1.amazonaws.com/Applications/MC2025032447.pdf
2025032456 | Verizon Wireless | Verizon Wireless is removing (18) antennas and (12) RRHs. They are installing (8) antennas and (8) RRHs. | Minor Modification | Democracy Plaza II | 131 | 6707 | Democracy Blvd | Bethesda | CR-1.5, C-1.0, R-0.75, H-150 | Rock Spring Properties |  | Private | 39.0231 | -77.1377 | Building | 110.3 | 0 | Kristina Capucilli | 2025-03-19 16:10 | 2025-05-07 | Recommended | Democracy |  | https://montgomerycountytfcg3.s3.us-east-1.amazonaws.com/Applications/MC2025032456+Application.pdf
2025032454 | Verizon Wireless | Verizon Wireless is removing (12) antennas and (6) RRHs. They are installing (6) antennas and (6) RRHs. | Minor Modification | Clement Property | 189 | 25201 | Peach Tree Rd | Clarksburg | AR | BRINKLOW-BLOCKTOWN LLC |  | Private | 39.2672 | -77.3193 | Monopole | 190 | 0 | Alexis Miller | 2025-03-18 14:25 |  | Under Review | Little Bennett |  | https://montgomerycountytfcg3.s3.us-east-1.amazonaws.com/Applications/MC2025032454+Application.pdf
2025032451 | Verizon Wireless | Verizon Wireless intends to install (3) antennas within the existing stealth flagpole. Verizon also intends to install (7) RRHs, (3) Quadplexers, (1) battery cabinet, (1) equipment cabinet, and (1) diesel generator on the ground. | Colocated | Petrucelli Property | 275 | 14120 | Darnestown Rd | Gaithersburg | CRN-0.25 C-0.25 R-0.0 H-35 | Vanic LLC |  | Private | 39.1037 | -77.2934 | Monopole | 105.7 | 0 | Timothy Harris | 2025-03-14 12:51 | 2025-05-07 | Recommended | Darnestown Rd |  | https://montgomerycountytfcg3.s3.us-east-1.amazonaws.com/Applications/MC2025032451+Application.pdf
2025022431 | AT&T Wireless | AT&T proposes the following modification to the existing cell site. Remove (9) existing antennas and (12) existing radio units, install (9) antennas and (12) radio units. | Minor Modification | Chevy Chase Building | 18 | 5530 | Wisconsin Ave | Chevy Chase | CR-3.0 C-2.0 R-2.75 H-90 T | Friendship Propertie |  | Private | 38.9648 | -77.0883 | Building | 160 | 0 | Carolyn Seeley | 2025-03-14 11:24 |  | Pending - Not Complete | GRAFTON AVE |  | https://montgomerycountytfcg.s3.us-east-1.amazonaws.com/Applications/MC2025022431.pdf
2025032448 | Verizon Wireless | Installation of (1) cantenna inside stealth pole topper mount as well as (3) samsung antennas a the top of the existing utility pole. Auxiliary equipment to be mounted inside an equipment cabinet on the utility pole | Colocated | Pepco 716462-827744 | 801 | 14105 | Seneca Pl | Gaithersburg | CRN-0.25 C-0.25 R-0.0 H-35 | SHA | Pepco | Public | 39.1037 | -77.2927 | Utility Pole | 43 | Yes | Shea Beltran | 2025-03-12 14:32 |  | Pending - Not Complete | Shell806 Darnestown |  | https://montgomerycountytfcg.s3.us-east-1.amazonaws.com/Applications/MC2025032448.pdf
2025032442 | Verizon Wireless | Verizon Wireless is removing (1) antenna and (1) RRH. They are installing (1) antenna and (2) RRHs. | Minor Modification | Bethesda Exxon | 572 | 10335 | Old Georgetown Rd | Bethesda | CRT-1.25 C-0.75 R-0.75 H-50 | Federal Reality Investment TR |  | Private | 39.0259 | -77.1254 | Building | 17 | 0 | Alexis Miller | 2025-03-12 11:46 | 2025-05-07 | Recommended | Clinic - A |  | https://montgomerycountytfcg3.s3.us-east-1.amazonaws.com/Applications/MC2025032442+Application.pdf
2025032445 | Verizon Wireless | Replace existing pepco utility pole with new utility pole and install (1) cantenna and (3) samsung antennas at the top of utility pole | New | Pepco 716462-827744 | 801 | 14105 | Seneca Pl | Gaithersburg | CRN-0.25 C-0.25 R-0.0 H-35 | SHA | Pepco | Public | 39.1037 | -77.2927 | Utility Pole | 43 | Yes | Shea Beltran | 2025-03-10 13:00 |  | Withdrawn | Shell806 Darnestown |  | https://montgomerycountytfcg.s3.us-east-1.amazonaws.com/Applications/MC2025032445.pdf
2025032444 | AT&T Wireless | AT&T proposes modifications to an existing monopole structure that will consist of the removal of (6) Antennas and (3) RRHs. AT&T will be installing (6) Antennas and (4) RRUs. AT&T will upgrade supporting ancillary equipment as needed. | Minor Modification | McDonnell Property | 93.01 | 20315 | Georgia Ave | Brookeville | RC | Timothy McDonnell |  | Private | 39.1899 | -77.0607 | Monopole | 188 | 0 | Logan Harthman | 2025-03-10 08:41 | 2025-05-07 | Recommended | Brookeville |  | https://montgomerycountytfcg3.s3.us-east-1.amazonaws.com/MC2025032444+Application.pdf
2025032443 | AT&T Wireless | AT&T is removing 7 Antennas, 16 RRHs, 6 TMAs, and 6 RET from the cell site. AT&T is also adding 7 New Antennas and 12 New RRHs to Water Tank, | Minor Modification | Olney Water Tank | 25 | 17710 | Buehler Rd | Olney | RT-12.5 | WSSC | WSSC | Public | 39.1478 | -77.0644 | Water Tank | 118 | 0 | Zachary Arrasmith | 2025-03-07 15:21 |  | Pending - Not Complete | SPARTAN |  | https://montgomerycountytfcg.s3.us-east-1.amazonaws.com/Applications/MC2025032443.pdf
2025032441 | Verizon Wireless | Verizon Wireless is removing (1) antenna and (1) RRH. They are installing (1) antenna, (1) RRH and (1) diplexer on the existing rooftop structure. | Minor Modification | Bethesda Shell | 503 | 10211 | Westlake Dr | Bethesda | GR-1.5 H-45 | Potomac Energy Holdings LLC |  | private | 39.0232 | -77.1492 | Building | 19 | 0 | Alexis Miller | 2025-03-06 11:22 | 2025-05-07 | Recommended | Shell 803 SC |  | https://montgomerycountytfcg3.s3.us-east-1.amazonaws.com/Applications/MC2025032441+Application.pdf
2025022422 | Verizon Wireless | Verizon Wireless is removing (1) antenna and (1) RRH. They are installing (1) antenna, (1) RRH and (1) diplexer on the existing rooftop structure. | Minor Modification | Clopper Mill Village Center | 485 | 18066 | Mateny Rd | Darnestown | PD-4 | Cloppers Mill Village Ctr LLC |  | Private | 39.1482 | -77.2729 | Building | 30 | 0 | Alexis Miller | 2025-03-06 10:24 |  | Pending - Not Complete | Stop & Shop_RC223 - A |  | https://montgomerycountytfcg.s3.us-east-1.amazonaws.com/Applications/MC2025022422.pdf
2025032440 | Verizon Wireless | Remove (6) existing antennas, install (11) new antennas, remove (6) exisitng RRHs, install (8) new RRHs, and upgrade/modify ancillary equipment in support of new equipment. | Minor Modification | Phillips Office Building | 279 | 9420 | Key West Ave | Rockville | LSC-1.0 H-110 T | Key West III LP |  | Private | 39.1029 | -77.1938 | Building | 54.25 | 0 | James Marquez | 2025-03-04 13:20 | 2025-04-02 | Recommended | Medical Center Drive |  | https://montgomerycountytfcg.s3.us-east-1.amazonaws.com/Applications/MC2025032440+Application.pdf
2025012407 | AT&T Wireless | This is an existing site AT&T is proposing to REMOVE (8) existing antennas and (12) existing RRHs and INSTALL (12) new antennas and (16) new RRHs. | Minor Modification | Carver Tower | 124 | 2647 | W University Blvd | Silver Spring | CR-5.0 C-4.5 R-4.5 H-130 | Bajwa Property Management LLC |  | Private | 39.0407 | -77.0549 | Tower | 275 | 0 | Ryan Gonzales | 2025-03-03 13:46 |  | Under Review | Kensington |  | https://montgomerycountytfcg3.s3.us-east-1.amazonaws.com/Applications/MC2025012407+Application.pdf
2025022437 | AT&T Wireless | Removing: (9) Antennas, (15) RRHs, (3) Fiber trucks, (7) Rectifiers Installing: (6) Antennas, (9) RRHs, (3) DC Surge, (6) RET jumpers, (15) Power jumpers | Minor Modification | Educational Systems FCU | 457 | 15901 | Frederick Rd | Rockville | CR-2.0, C-1.0, R-1.5, H-120 | Educational Systems FCU |  | Private | 39.1162 | -77.1665 | Building | 37 | 0 | Krystal Gardner | 2025-03-02 20:36 |  | Pending - Not Complete | Redland Blvd |  | https://montgomerycountytfcg.s3.us-east-1.amazonaws.com/Applications/MC2025022437.pdf
2025022438 | AT&T Wireless | AT&T is removing (9) antennas and (9) RRHs at the tower site. AT&T is also adding (6) antennas and (9) RRHs at the tower site. AT&T is also removing (3) existing cabinets and adding (1) equipment cabinet and (1) battery cabinet on the ground. | Minor Modification | Troop 52 Forest Preserve | 113 | 16100 | Darnestown Rd | Dawsonville | AR | Seneca Creek Forest Preserve Inc |  | Private | 39.1343 | -77.335 | Tower | 180 | 0 | Kyle Melan | 2025-02-28 13:44 | 2025-04-02 | Recommended | Dawsonville MD 2 |  | https://montgomerycountytfcg.s3.us-east-1.amazonaws.com/Applications/MC2025022438+Application.pdf
2025022427 | Dish Wireless | Dish Wireless is adding (3) antennas and (6) RRHs at the existing tower site. Dish Wireless is also adding (1) PPC cabinet and (1) equipment cabinet on a new proposed equipment platform. | Colocated | Hughes Network Tower | 800 | 11717 | Exploration Lane | Germantown | EOF-0.75 H-100 T | HNS Real Estate LLC |  | Private | 39.1803 | -77.2487 | Tower | 180 | No | Zelic Jones | 2025-02-26 12:19 | 2025-05-07 | Recommended | DCWDC01106A |  | https://montgomerycountytfcg3.s3.us-east-1.amazonaws.com/Applications/MC2025022427+Application+and+Report.pdf
2025032453 | Dish Wireless | DISH Wireless proposes to install three antennas and six radios to the existing self support tower located at 11717 Exploration Drive. The antennas and radio models are listed below and a full set of CDs are available along with the structural analysis. The proposed antennas are manufactured by Commscope model number FFVV-65B-R2. The RRH manufacturer is Fujitsu, and DISH plans to install three units of each model: TA08029-B130 and TA08029-B129. | Colocated | Hughes Network Tower | 800 | 11717 | Exploration Lane | Germantown | EOF-0.75 H-100 T | HNS Real Estate LLC |  | Private | 39.1803 | -77.2487 | Tower | 180 | No | Zelic Jones | 2025-02-26 12:19 |  | Withdrawn | DCWDC01106A |  | https://montgomerycountytfcg.s3.us-east-1.amazonaws.com/Applications/MC2025022427.pdf
2025022432 | WMATA | Motorola proposes to modify the existing telecommunication site by removing 1 omni direction antenna and install 1 new omni one direction antenna and upgrade ancillary equipment as per plans. | Minor Modification | WMATA- Shady Grove | 698 | 15903 | Somerville Dr | Rockville | IM-2.5 H-50 | WMATA |  | Public | 39.1227 | -77.1675 | Tower | 200 | 0 | jeff facey | 2025-02-25 15:40 |  | Pending - Not Complete | Shady Grove Station Blcokhouse |  | https://montgomerycountytfcg.s3.us-east-1.amazonaws.com/Applications/MC2025022432.pdf
2025022429 | T-Mobile | T-Mobile is removing (3) existing antennas and (9) TMAs on the building structure. T-Mobile is adding (3) antennas and (3) smart Bias-Ts on the building structure. T-Mobile is removing (3) existing RRHs and (2) existing equipment cabinets on the ground. T-Mobile is installing (2) new equipment cabinets and (6) new RRHs on the ground. | Minor Modification | First Alliance Church | 345 | 14500 | New Hampshire Ave | Silver Spring | R-200 | First Alliance Church | Church | Private | 39.0937 | -77.0023 | Building | 17 | 0 | Allie Flammang | 2025-02-25 14:12 | 2025-04-02 | Recommended | ALLIANCE CHURCH |  | https://montgomerycountytfcg.s3.us-east-1.amazonaws.com/Applications/MC2025022429+Application.pdf
2025022430 | AT&T Wireless | AT&T proposes modifications to an existing structure that will consist of the removal of (9) RRHs and (9) Antennas. AT&T will be installing (9) Antennas and (9) RRUs while upgrading ancillary equipment as needed. | Minor Modification | Baptist Home | 147 | 6301 | Greentree Rd | Bethesda | R-60 | Baptist Home for Children |  | Private | 39.0026 | -77.1273 | Monopole | 120 | 0 | Logan Harthman | 2025-02-25 09:52 | 2025-05-07 | Recommended | Baptist Childrens Home |  | https://montgomerycountytfcg3.s3.us-east-1.amazonaws.com/Applications/MC2025022430+Application.pdf
2025012402 | Verizon Wireless | Verizon is removing (12) antennas and (3) RRHs at the tower site. Verizon is adding (11) antennas and (12) RRHs at the tower site. Verizon is removing (3) existing RRHs and (6) diplexers on the ground. | Minor Modification | Pinnacle Towers | 21 | 5202 | River Rd | Bethesda | IM-2.5 H-50 | Pinnacle Towers Inc |  | Private | 38.9639 | -77.1047 | Tower | 744.5 | 0 | Timothy Harris | 2025-02-24 12:02 | 2025-05-07 | Recommended | River Road |  | https://montgomerycountytfcg3.s3.us-east-1.amazonaws.com/Applications/MC2025012402+Application.pdf
2025022425 | WMATA | WMATA proposes to install new omni-direction antenna on new pipe mount on the exisiting building, per plans. Additional ancillary WMATA equipment to be installed interior, per plans. | Minor Modification | WMATA Glenmont Rail Yard | 690.1 | 12750 | Layhill Rd | Silver Spring | R-90 | WMATA |  | Public | 39.0661 | -77.0494 | Building | 30 | No | Corinne Smallwood | 2025-02-19 16:56 |  | Withdrawn | Glenmont Yard Control Tower-Room B332 |  | https://montgomerycountytfcg.s3.us-east-1.amazonaws.com/Applications/MC2025022425.pdf
2025022424 | AT&T Wireless | AT&T is proposing to remove (2) Antennas, Remove (16) RRHS, Relocate (6) existing Antennas, Install (6) New Antennas and Install (16) New RRHS. | Minor Modification | Shady Grove Medical Center | 401 | 9850 | Key West Ave | Darnestown | CR-1.0 C-0.5 R-1.0 H-150 | HSRE-Cap Med Shady Grove Med Village LLC |  | Private | 39.1004 | -77.2104 | Building | 52 | 0 | Philip Bys | 2025-02-19 00:11 | 2025-06-04 | Recommended | Shady Cava |  | https://montgomerycountytfcg3.s3.us-east-1.amazonaws.com/Applications/MC2025022424+Application.pdf
2025022423 | AT&T Wireless | AT&T is proposing to modify an existing cell tower, REMOVE (9) ANTENNS, Remove (9) RRUs, RELOCATE (2) DC Squids, INSTALL (9) Antennas, and (9) RRHs | Minor Modification | MDOT-Kensington | 77 | 9200 | Kensington Pkwy | Kensington | R-90 | MDOT / State Hwy Admin. |  | Private | 39.0077 | -77.075 | Monopole | 160 | -1 | Philip Bys | 2025-02-18 12:21 | 2025-05-07 | Recommended | NORTH CHASE |  | https://montgomerycountytfcg3.s3.us-east-1.amazonaws.com/Applications/MC2025022423+Application.pdf
2025022420 | AT&T Wireless | Existing out of service generator to be removed. Existing concrete pad to be used for new 30kW diesel generator. | Minor Modification | Avenel Golf Course | 55 | 10010 | Oaklyn Dr | Potomac | RE-2C | WSSC | WSSC | Public | 38.9951 | -77.2038 | Monopole | 130 | 0 | Catherine Conklin | 2025-02-14 16:42 | 2025-04-02 | Recommended | Kemper II |  | https://montgomerycountytfcg.s3.us-east-1.amazonaws.com/Applications/MC2025022420+Application.pdf
2025022419 | AT&T Wireless | AT&T is proposing to Remove (6) Antennas, Remove (12) RRUs, Relocate (3) Antennas, Install (6) New Antennas, and Install (12) New RRUs. | Minor Modification | Promenade | 47 | 5225 | Pooks Hill Rd | Bethesda | R-H | Promenade Towers MH Corp |  | Private | 39.0174 | -77.1068 | Building | 193 | 0 | Jessica Carr | 2025-02-14 15:35 | 2025-05-07 | Recommended | MAPLEWOOD |  | https://montgomerycountytfcg3.s3.us-east-1.amazonaws.com/Applications/MC2025022419+Application.pdf
2025022418 | AT&T Wireless | Remove 6 antennas and add 9 antennas. Remove 12 radios and add 12 radios. Remove power plant. Install Power plant. Remove 5 cabinets. Install 2 new cabinets. | Minor Modification | Sarem Farm | 50 | 15901 | Columbia Pike | Burtonsville | RC | Jennifer Sarem |  | Private | 39.118 | -76.9292 | Monopole | 150 | 0 | Sharon Weddle | 2025-02-14 13:21 |  | Withdrawn | Sarem Farm |  | https://montgomerycountytfcg.s3.us-east-1.amazonaws.com/Applications/MC2025022418.pdf
2025022417 | AT&T Wireless | Remove 9 antennas and add 6 antennas. Remove 15 radios and add 12 radios. | Minor Modification | Pinnacle Towers | 21 | 5202 | River Rd | Bethesda | IM-2.5 H-50 | Pinnacle Towers Inc |  | Private | 38.9639 | -77.1047 | Tower | 744.5 | 0 | Sharon Weddle | 2025-02-14 10:57 |  | Withdrawn | Bethesda |  | https://montgomerycountytfcg.s3.us-east-1.amazonaws.com/Applications/MC2025022417.pdf
2025022416 | AT&T Wireless | AT&T is removing (6) antennas, (9) RRHs, (1) DC6, (6) Junction boxes. Installing (12) antennas, (9) RRHs, (1) DC9. | Minor Modification | Extra Space Storage | 350 | 19500 | Frederick Rd | Germantown | GR-1.5 H-45 | Extra Space Properties 131 LLC |  | Private | 39.1755 | -77.24 | Monopole | 120 | 0 | Allison Helowicz | 2025-02-13 17:06 | 2025-04-02 | Recommended | Madrigal |  | https://montgomerycountytfcg.s3.us-east-1.amazonaws.com/Applications/MC2025022416+Application.pdf
2025022415 | AT&T Wireless | AT&T is proposing to Remove (2) Antennas, Install (6) Antennas, and Install (9) RRUs. | Minor Modification | Double Tree Hotel | 561 | 8120 | Wisconsin Ave | Bethesda | CR-3.0 C-3.0 R-2.75 H-110 | BLT Fund 9 Bethesdan LLC |  | Private | 38.9913 | -77.0961 | Building | 135 | 0 | Jessica Carr | 2025-02-13 15:12 |  | Pending - Not Complete | ORCHARD VALLEY |  | https://montgomerycountytfcg.s3.us-east-1.amazonaws.com/Applications/MC2025022415.pdf
2025022411 | AT&T Wireless | Remove 11 Antennas, Remove 15 RRHs, Remove 6 TMAs, Remove 6 Diplexers, Add 9 New Antennas, Add 12 New RRHs | Minor Modification | Rock Creek | 304 | 8630 | Fenton St | Silver Spring | CR-6.0 C-6.0 R-6.0 H-260 | Gudelsky Co |  | Private | 38.9979 | -77.0285 | Building | 143 | 0 | Zachary Arrasmith | 2025-02-10 10:31 |  | Withdrawn | ROCK CREEK |  | https://montgomerycountytfcg.s3.us-east-1.amazonaws.com/Applications/MC2025022411.pdf
2025022410 | T-Mobile | Proposed installation of new strand node on existing Pepco utility pole. Strand node equipment to be installed: Ericsson 6523 antenna (1) Ericsson 6525 antenna (1) Ericsson 4402 Radio (2) Ericsson 4435 radio (1) Diplexer filters (2) | Colocated | Pepco 795421-860360 | 799 | 619 | Sligo Avenue | Silver Spring | MD | Montgomery County | Pepco |  | 38.9912 | -77.0144 | Utility pole | 38.833 | Yes | Ryan Davis | 2025-02-07 12:46 | 2025-04-02 | Recommended | MNG-156M3 |  | https://montgomerycountytfcg3.s3.us-east-1.amazonaws.com/MC2025022410+Application+and+Report.pdf
2025012409 | AT&T Wireless | AT&T proposes the following modification to the existing cell site. Remove (3) existing antennas and (12) existing radio units, install (9) antennas and (12) radio units. | Minor Modification | Phillips Office Building | 279 | 9420 | Key West Ave | Rockville | LSC-1.0 H-110 T | Key West III LP |  | Private | 39.1029 | -77.1938 | Building | 54.25 | 0 | Carolyn Seeley | 2025-01-31 16:35 | 2025-06-04 | Recommended | LOUSANCTI |  | https://montgomerycountytfcg3.s3.us-east-1.amazonaws.com/Applications/MC2025012409+Application.pdf
2025012406 | AT&T Wireless | AT&T is removing (9) existing antennas, (6) existing diplexers, and (15) existing RRHs on the building site. AT&T is removing and relocating (3) existing antennas. AT&T is adding (9) new antennas and (12) RRHs on the existing building structure. AT&T is also removing (3) existing equipment cabinets and (1) existing power plant cabinet on the main roof level. AT&T is adding (2) new equipment cabinets and (1) battery cabinet on the main roof level. | Minor Modification | Renaissance Plaza Apts | 16 | 14000 | Castle Blvd | Silver Spring | R-20 | Renaissance Plaza Condo |  | Private | 39.0858 | -76.9419 | Building | 100 | 0 | Allison Helowicz | 2025-01-31 16:30 | 2025-05-07 | Recommended | Armilla Ct |  | https://montgomerycountytfcg3.s3.us-east-1.amazonaws.com/Applications/MC2025012406+Application.pdf
2025012408 | T-Mobile | Tower: T-Mobile to Remove (3) antennas, (3) 1A TMAS, (3) 1B TMAS and (3) fiber cables then install (3) antennas and (3) Smart Blast TMAS. Ground: T-Mobile to remove (3) 11 B12 radios, (6) RUS01 B1 radios, (6) RUS01 B2 radios, (1) Grnd Mt enclosure, (1) RBS 6102, (1) RBS 2106 then install (3) 4480 radios, (3) 4460 radios, (2) 8863 radios, (1) 6160 enclosure, (1) B160 enclosure, (1) CRS IXRE, (2) RFS Cellwave hybrid cables, (3) Kaelus Diplexers and (1) icebridge. | Minor Modification | Goshen Church Monopole | 271 | 7700 | Brink Rd | Gaithersburg | R-200 | Goshen United Methodist Church | Church | Private | 39.2097 | -77.1574 | Monopole | 129 | 0 | Jeffrey Barbadora | 2025-01-31 15:30 | 2025-05-07 | Recommended | 7WAN587B |  | https://montgomerycountytfcg3.s3.us-east-1.amazonaws.com/Applications/MC2025012408+Application.pdf
2025012405 | T-Mobile | T-Mobile is removing (6) antennas and (3) RRHs on the existing monopole at RAD center of 80' T-Mobile is adding (9) antennas and (6) RRHs on the monopole at RAD center of 103' T-Mobile is removing (1) existing equipment cabinet and adding (2) new equipment cabinets on the ground T-Mobile is also removing (1) existing MW dish on the monopole site | Minor Modification | Barnhart Property | 220 | 24000 | Laytonsville Rd | Gaithersburg | AR | Ruppert Family 2012 Trust |  | Private | 39.2495 | -77.1449 | Monopole | 125 | 0 | Missy Holcomb | 2025-01-31 07:48 | 2025-05-07 | Recommended | ATC DAMASCUS_227450 |  | https://montgomerycountytfcg3.s3.us-east-1.amazonaws.com/Applications/MC2025012405+Application.pdf
2025012399 | AT&T Wireless | AT&T proposes the following modification to the existing cell site. Remove (15) existing radio units, install (3) antennas and (12) radio units. | Minor Modification | WWDC Radio Tower | 40 | 8800 | Brookeville Rd | Silver Spring | IM-2.5 H-50 | Chancellor Media Corp. |  | Private | 38.9999 | -77.057 | Tower | 695 | 0 | Carolyn Seeley | 2025-01-13 11:15 |  | Pending - Not Complete | LYTTOSVILLE |  | https://montgomerycountytfcg.s3.amazonaws.com/Applications/MC2025012399.pdf
2025012397 | AT&T Wireless | Scope of Work (SOW): 1. Install new AT&T equipment cabinets on building roof on a new steel support platform. 2. Install (3) new AT&T antennas on a support frame bolted to roof each of (4) sectors. 3. Install (1) DC9 & (3) new RRH's on a ballasted support frame for each of (4) sectors. 4. Install antenna cables from equipment cabinets to each sector in conduits on building roof. 5. Provide Telco & Power to AT&T equipment from demarcation points. Total Antenna Count: (12) CCI TPA45R-KU8A: (8) ERICSSON AIR6472 B77G B77M: (4) Total RRH Count: (12) Proposed 4478 B14 (1 per sector): (4) Proposed 4890 B25/B66 (1 per sector): (4) Proposed 4490 B5/B12A (1 per sector): (4) Overvoltage Protection & Power Management Junction Box DC50-48-60-96-50F: (1) RAYCAP DC9-48-60-24-PC16-EV: (1) | Colocation | Berkshire Towers | 198 | 11200 | Lockwood Dr (Oak Leaf Dr) | Silver Spring | R-10 | Enclave Holdings |  | Private | 39.04 | -76.9921 | Building | 164 | 0 | Hope Stumpf | 2025-01-10 13:33 | 2025-03-05 | Recommended | Viva White Oaks |  | https://montgomerycountytfcg.s3.us-east-1.amazonaws.com/Applications/MC2025012397+Application.pdf
2024122394 | AT&T Wireless | Remove 12 antennas and add 12 antennas. Remove 12 radios and add 12 radios. Remove 1 cabinet. Install 1 cabinet. | Minor Modification | White Oak Towers Apts | 32 | 11700 | Old Columbia Pike | Silver Spring | R-10 | Old Columbia Pike Ltd. |  | Private | 39.0494 | -76.9805 | Building | 189 | 0 | Sharon Weddle | 2024-12-31 17:13 |  | Withdrawn | CARRIDGE HOUSE DR |  | https://montgomerycountytfcg.s3.amazonaws.com/Applications/MC2024122394.pdf
2024122393 | WMATA | WMATA proposes installing new control station multiband omni-directional antenna mounted to the wall adjacent to the existing antenna, and additional ancillary equipment per plans. | Minor Modification | WMATA- Shady Grove | 698 | 15903 | Somerville Dr | Rockville | IM-2.5 H-50 | WMATA |  | Public | 39.1227 | -77.1675 | Tower | 200 | 0 | Corinne Smallwood | 2024-12-30 15:19 | 2025-03-05 | Recommended | Shady Grove Yard - S&I Bldg 153 |  | https://montgomerycountytfcg.s3.us-east-1.amazonaws.com/Applications/MC2024122393+Application.pdf
2024122392 | WMATA | WMATA proposes installing 1 new omni control station antenna and additional ancillary equipment, per plans. | Minor Modification | WMATA- Shady Grove | 698 | 15903 | Somerville Dr | Rockville | IM-2.5 H-50 | WMATA |  | Public | 39.1227 | -77.1675 | Tower | 200 | 0 | Corinne Smallwood | 2024-12-30 13:57 | 2025-03-05 | Recommended | WMATA Shady Grove Yard Tower - RM 220 |  | https://montgomerycountytfcg.s3.us-east-1.amazonaws.com/Applications/MC2024122392+Application.pdf
2024122391 | T-Mobile | T-Mobile proposes to remove (1) existing cabinet and install (1) optional standby generator on the existing concrete pad within the compound. | Minor Modification | Petrucelli Property | 275 | 14120 | Darnestown Rd | Gaithersburg | CRN-0.25 C-0.25 R-0.0 H-35 | Vanic LLC |  | Private | 39.1037 | -77.2934 | Monopole | 105.7 | 0 | Samantha Eck | 2024-12-30 11:41 | 2025-06-04 | Recommended | 7WAN296B |  | https://montgomerycountytfcg3.s3.us-east-1.amazonaws.com/Applications/MC2024122391+Application.pdf
2024092326 | T-Mobile | Installing (3) sector frame mounts, (9) antennas, (6) RRHs, (3) hybrid cables, (2) cabinets, and 10x15 proposed concrete pad within an existing leased ground space. | Colocation | Trolley Museum | 336 | 1313 | Bonifant Rd | Silver Spring | RE-2 | M-NCPPC | M-NCPPC | Public | 39.0971 | -77.0327 | Monopole | 135 | 0 | James Marquez | 2024-12-18 15:59 | 2025-02-05 | Recommended | 7WAN668A |  | https://montgomerycountytfcg.s3.amazonaws.com/Applications/MC2024092326+Application.pdf
2024122387 | T-Mobile | Crown Castle on behalf of T-Mobile is adding (1) Ericsson 6523, (1) Ericsson 6525 antenna, (2) diplexer filters, (2) 4402 radios and (1) 4435 radio on an existing utility pole. | Colocation | Pepco 787425-0476 | 706 | 2167 | Hanover St | Silver Spring | R-60 | Montgomery County | Pepco | Public | 39.0025 | -77.0453 | Utility Pole | 41 | -1 | John Andrews | 2024-12-17 13:53 |  | Withdrawn | MNG-403m1 |  | https://montgomerycountytfcg.s3.amazonaws.com/Applications/MC2024122387.pdf
2024122386 | T-Mobile | Crown Castle on behalf of T-Mobile is adding (1) Ericsson 6523, (1) Ericsson 6525 antenna, (2) diplexer filters and (3) RRHs ((2) 4402 radios and (1) 4435 radio) on an existing utility pole. | Colocation | PEPCO 786422-0777 | 676.01 | 2301 | Colston Dr | Silver Spring | R-60 | Montgomery County | Pepco | Public | 38.9944 | -77.0488 | Utility Pole | 29 | Yes | John Andrews | 2024-12-17 12:48 | 2025-01-08 | Recommended | MNG-411m1 |  | https://montgomerycountytfcg.s3.amazonaws.com/Applications/MC2024122386+Application+and+Report.pdf
2024112367 | Verizon Wireless | This application is for a new 179' 3-sector monopole to be leased, zoned, permitted and maintained by Network Towers II, LLC at 14335 Cape May Road, Silver Spring, MD at Montgomery County's Colesville Depot. The lead carrier is Verizon. 3 Carriers are interested in locating on this structure-Please attached Letters of intent from AT&T and T-Mobile. Verizon is the lead carrier. Verizon proposes to install (6) JMA Wireless MX06FHGH865-HG antennas (2 per sector), 3 Samsung MT6413-77A antenna/RRH combo units (1 per sector). The total proposed lease area is 1815 SF (30'x48' for ground equipment and 15'x25' for potential propane tanks. Verizon's lease area for ground equipment will be 12.5' x 21' Concrete pad. There are (2) Charles equipment cabinets/Cubs proposed- a Charles PM63912TN1 for the radio equipment and a Charles LT-BB24/BB48 Battery Cabinet- see attached updated site plan dated 1/23/25. | New | Colesville Depot | 798 | 14335 | Cape May Rd | Silver Spring | DR | Montgomery County | Pepco |  | 39.0897 | -76.9962 | Monopole | 454 | No | Jim Golden | 2024-12-17 10:43 | 2025-06-04 | Recommended | Castle Cliff |  | https://montgomerycountytfcg.s3.us-east-1.amazonaws.com/Applications/MC2024112367+application+and+Report.pdf
2024122383 | T-Mobile | T-Mobile proposes removing 1 existing cabinet and 1 existing generator. T-Mobile proposes installing 1 48kW generator, per plans, within the pre-existing telecommunications facility. | Minor Modification | Public Storage Prosperity | 402 | 12355 | Prosperity Dr | Silver Spring | CR-0.75 C-0.75 R-0.25 H-75 | Public Storage LP |  | Private | 39.0579 | -76.9655 | Monopole | 140 | 0 | Corinne Smallwood | 2024-12-13 13:34 | 2025-02-05 | Recommended | 7WAN124I |  | https://montgomerycountytfcg.s3.amazonaws.com/Applications/MC2024122383+Application.pdf
2024122377 | Verizon Wireless | Verizon Wireless is installing new equipment on an existing temporary monopole, to include (9) antennas and (6) RRHs. | Colocation | PEPCO Substation 118 Temporary Tower | 197.01 | 17101 | Germantown Rd | Germantown | AR | PEPCO | PEPCO | Private | 39.1379 | -77.2939 | Tower | 153 | 0 | Timothy Harris | 2024-12-12 10:56 | 2025-02-05 | Recommended | Darnestown Temporary |  | https://montgomerycountytfcg.s3.amazonaws.com/Applications/MC2024122377+Application+and+Report.pdf
2024122382 | Verizon Wireless | On an existing monopole, Verizon plans to remove (9) existing antennas, replace with (9) new antennas, remove (6) existing RRHs, replace with (6) new RRHs, and upgrade/modify ancillary equipment in support of new antennas/RRHs. | Minor Modification | Tri-State Stone Quarry | 20 | 8200 | Seven Locks Rd | Bethesda | R-200 | Ben Porto & Son LTD |  | Private | 38.9887 | -77.1614 | Monopole | 154 | 0 | James Marquez | 2024-12-11 13:14 | 2025-02-05 | Recommended | Burning Tree |  | https://montgomerycountytfcg.s3.amazonaws.com/Applications/MC2024122382+Application.pdf
2024122381 | T-Mobile | Crown Castle on behalf of T-Mobile is adding (1) Ericsson 6523, (2) diplexer filters and (2) RRHs (4402 radios) on an existing utility pole. | Colocation | Pepco 787430-990520 | 670 | 2199 | Forest Glen Rd | Silver Spring | CRT-2.5, C-2.5 | Montgomery County | Pepco | Public | 39.0156 | -77.0455 | Utility Pole | 43 | -1 | John Andrews | 2024-12-11 11:57 | 2025-01-08 | Recommended | MNG-398 |  | https://montgomerycountytfcg.s3.amazonaws.com/Applications/MC2024122381+Application+and+Report.pdf
2024122380 | T-Mobile | Crown Castle on behalf of T-Mobile is adding (1) Ericsson 6523, (1) Ericsson 6525 antenna, (2) diplexer filters, (2) 4402 radios and (1) 4435 radio on an existing utility pole. | Colocation | Pepco 789430-090610 | 797 | 1608 | Forest Glen Rd | Silver Spring | R-60 | Montgomery County | PEPCO |  | 39.0158 | -77.0382 | Utility Pole | 52 | Yes | John Andrews | 2024-12-11 09:53 | 2025-01-08 | Recommended | MNG-395m2 |  | https://montgomerycountytfcg.s3.amazonaws.com/Applications/MC2024122380+Application+and+Report.pdf
2024122379 | AT&T Wireless | Removing 12 RRHs and 6 Antennas, Installing 9 antennas and 12 RRHs | Minor Modification | Westlake Towers | 155 | 7420 | Westlake Terr | Bethesda | R-H | Westlake Park Condo |  | Private | 39.026 | -77.1508 | Building | 144.5 | 0 | Phil Bys | 2024-12-09 16:06 | 2025-05-07 | Recommended | ARIZONA CIRCLE |  | https://montgomerycountytfcg3.s3.us-east-1.amazonaws.com/Applications/MC2024122379+Application.pdf
2024122378 | AT&T Wireless | AT&T is removing (9) antennas and (9) RRHs at the monopole site. AT&T is also adding (12) antennas and (9) RRHs on the monopole site. | Minor Modification | Bretton Woods GC | 327 | 15700 | River Rd | Germantown | RC | International Monetary Fund |  | Public | 39.0762 | -77.3281 | Monopole | 131 | 0 | Sharon Weddle | 2024-12-09 12:32 | 2025-03-05 | Recommended | Brentwood |  | https://montgomerycountytfcg.s3.us-east-1.amazonaws.com/Applications/MC2024122378+Application.pdf
2024122376 | Verizon Wireless | Install shroud mounted small cell facility: (1) Ericsson 6523 antenna, (1) Ericsson 6525 antenna, (2) diplexer filters and (3) RRHs (2) 4402 radios and (1) 4435 radio on an existing utility pole. | Colocation | VZW MI3689 | 796 | 12412 | LaPlata St | Silver Spring | R-90 |  | VZW |  | 39.0598 | -76.9459 | Utility Pole | 33.7 | Yes | John Andrews | 2024-12-05 10:54 |  | Withdrawn | MNG-003 |  | https://montgomerycountytfcg.s3.amazonaws.com/Applications/MC2024122376.pdf
2024122375 | T-Mobile | Remove and install antennas and radios. | Minor Modification | First Alliance Church | 345 | 14500 | New Hampshire Ave | Silver Spring | R-200 | First Alliance Church | Church | Private | 39.0937 | -77.0023 | Building | 17 | 0 | Allie Flammang | 2024-12-02 13:39 |  | Withdrawn | Alliance Church |  | https://montgomerycountytfcg.s3.amazonaws.com/Applications/MC2024122375.pdf
2024112374 | Verizon Wireless | Verizon Wireless to replace 9 existing antennas with 9 new antennas, remove 3 existing antennas, replace 6 RRUs, 1 OVP and 1 hybrid cable. Remove 6 diplexers & 12 coaxial cables. Add 2 hybrid cables | Minor Modification | Dickerson Auto Center | 105 | 22210 | Dickerson Rd | Dickerson | IM-2.5 H-50 | SMS Partnership | Crown Castle | Private | 39.2211 | -77.4281 | Monopole | 175.5 | 0 | Jeffrey Barbadora | 2024-11-27 13:14 | 2025-03-05 | Recommended | Dickerson |  | https://montgomerycountytfcg.s3.us-east-1.amazonaws.com/Applications/MC2024112374+Application.pdf
2024112371 | AT&T Wireless | Remove 6 antennas and add 6 antennas. Remove 15 radios and add 12 radios. Remove 1 power plant. Install 1 power plant. There will be no structure height increase and no ground disturbance. | Minor Modification | Bethesda VFD 26 | 114 | 6700 | Democracy Blvd | Bethesda | R-90 | Bethesda Vol. Fire Dept. |  | Private | 39.021 | -77.1378 | Monopole | 150 | 0 | Sharon Weddle | 2024-11-14 17:24 | 2025-03-05 | Recommended | Democracy |  | https://montgomerycountytfcg.s3.us-east-1.amazonaws.com/Applications/MC2024112371+Application.pdf
2024112370 | T-Mobile | Install a strand mounted small cell with one Ericsson 6523 Antenna; two 4402 Radio Units; and two Diplexers | Colocation | Pepco 787431-5459 | 795 | 9900 | Georgia Ave | Silver Spring | R-20 | SHA | Pepco |  | 39.0181 | -77.0446 | Utility Pole | 51.9 | Yes | John Andrews | 2024-11-14 13:46 |  | Withdrawn | MNG-400m1 |  | https://montgomerycountytfcg.s3.amazonaws.com/Applications/MC2024112370.pdf
2024112369 | T-Mobile | Install strand Mount small cell on existing utility pole: one Ericsson 6523 antenna; two 4402 radio units; and two diplexers. | Colocation | Pepco 788424-550660 | 652 | 8600 | 16th St | Silver Spring | CRT-2.5 | State Highway ROW | Pepco | Public | 38.9994 | -77.04 | Utility Pole | 50 | -1 | John Andrews | 2024-11-14 12:07 | 2025-01-08 | Recommended | MNG-408 |  | https://montgomerycountytfcg.s3.amazonaws.com/Applications/MC2024112369+Application+and+Report.pdf
2024112368 | T-Mobile | Install a Stand Mounted small cell facility consisting of two (2) Ericsson 6523 antennas; two (2) 6523 antennas; two (2) 4435 radios; four (4) 4402 radios and four (4) diplexers | Colocation | Pepco 814446-5157 | 794 | 12405 | Pretoria Drive | Silver Spring | R-90 | Montgomery County | Pepco |  | 39.0597 | -76.9487 | Utility Pole |  | Yes | John Andrews | 2024-11-13 14:15 |  | Pending - Not Complete | 814446-5157 |  | https://montgomerycountytfcg.s3.amazonaws.com/Applications/MC2024112368.pdf
2024102365 | Verizon Wireless | Verizon is proposing to remove (6) existing antennas, install (3) new antennas, remove (9) RRHs, install (6) new RRHs, and upgrade/modify ancillary equipment in support of new equipment | Minor Modification | Park Ritchie Apts | 48 | 7600 | Maple Ave | Takoma Park | R-10 | Park Ritchie LLC |  | Private | 38.9839 | -77.008 | Building | 151 | 0 | James Marquez | 2024-10-31 14:26 | 2024-12-04 | Recommended | Takoma Park |  | https://montgomerycountytfcg.s3.amazonaws.com/Applications/MC2024102365+Application.pdf
2024102363 | T-Mobile | -Kathrein 84010602 Antenna -Ericsson Diplex Filter B2+B66/B30 (4-2) Diplexer (2) -Ericsson 4402 Radio (2) -Ericsson 4435 Radio (1) | Colocation | Pepco 799412-8177 | 646 | 6300 | New Hampshire Ave | Takoma Park | CRT-2.25 | Montgomery County ROW | Pepco | Private | 38.9666 | -77.002 | Utility Pole | 48 | -1 | John Andrews | 2024-10-30 16:18 |  | Withdrawn | MNG-167 |  | https://montgomerycountytfcg.s3.amazonaws.com/Applications/MC2024102363.pdf
2024102360 | T-Mobile | Ericsson 6523 semi-integrated panel antenna (1) -Ericsson 6525 semi-integrated panel antenna (1) -Ericsson Diplex Filter B2+B66/B30 (4-2) Diplexer (2) -Ericsson 4402 Radio (2) -Ericsson 4435 Radio (1) | Colocation | Pepco 793421-8820 | 793 | 822 | Sligo Ave | Silver Spring | R-60 | Montgomery County | Pepco |  | 38.9901 | -77.0212 | Utility Pole | 47.7 | Yes | John Andrews | 2024-10-29 11:23 | 2024-12-04 | Recommended | MNG-155m2 |  | https://montgomerycountytfcg.s3.amazonaws.com/Applications/MC2024102360+Application+and+Report.pdf
2024102354 | AT&T Wireless | AT&T plans to swap mounts, remove 6 antennas and add 9 antennas. Remove 12 radios and add 12 radios. Remove power plant and install one power plant. | Minor Modification | Gate of Heaven | 116 | 13801 | Georgia Ave | Silver Spring | RE-2 | ROMAN CATHOLIC ARCHDIOCESE OF WASHINGTON |  | Private | 39.0877 | -77.0706 | Monopole | 190.5 | 0 | Sharon Weddle | 2024-10-25 12:34 |  | Withdrawn | Needwood |  | https://montgomerycountytfcg.s3.amazonaws.com/Applications/MC2024102354.pdf
2024102352 | AT&T Wireless | Proposed AT&T colocation on a Verizon temporary 153' tower. AT&T to install 6 antennas at a height of 136' and 3 antennas at a height of 138' 4'' with a total of 9 RRHs, 3 DC9s, fiber and power cabling. Proposed ground installation to include 4 temporary cabinets and a temporary generator. | Colocated | Woodside Temporary Monopole | 790 | 9700 | Georgia Ave | Silver Spring | R-60 | Maryland SHA |  |  | 39.0141 | -77.043 | Monopole | 153 | No | Samantha Twinam | 2024-10-14 14:46 | 2025-04-02 | Recommended | Dunnavant |  | https://montgomerycountytfcg.s3.us-east-1.amazonaws.com/Applications/MC2024102352+Application.pdf
2024102350 | AT&T Wireless | AT&T proposes modifications to an existing tower that will consist of the removal of (2) antennas and (12) RRUs. AT&T will be installing (8) antennas and (16) RRUs. AT&T will be upgrading ancillary equipment as needed. | Minor Modification | AT&T Long Line Tower | 120 | 12419 | Middlebrook Rd | Germantown | IM-2.5 H-50 | American Tower Inc. |  | Private | 39.1769 | -77.2572 | Tower | 125 | 0 | Logan Harthman | 2024-10-07 12:20 |  | Withdrawn | Germantown |  | https://montgomerycountytfcg.s3.amazonaws.com/Applications/MC2024102350.pdf
2024102348 | T-Mobile | T-Mobile is removing (3) antennas and (3) TMA at the monopole site. T-Mobile is also adding (6) antennas and (3) RRHs on the monopole site. T-Mobile is also removing (1) existing cabinet and adding (2) new equipment cabinets on the ground. | Minor Modification | Clement Property | 189 | 25201 | Peach Tree Rd | Clarksburg | AR | BRINKLOW-BLOCKTOWN LLC |  | Private | 39.2672 | -77.3193 | Monopole | 190 | 0 | Sonya Hemphill | 2024-10-04 13:51 | 2024-12-04 | Recommended | CLEMENT MD 7WAN241A |  | https://montgomerycountytfcg.s3.amazonaws.com/Applications/MC2024102348+Application.pdf
2024102347 | AT&T Wireless | AT&T is removing (6) antennas, (6) diplexers, (6) TMAs and (6) RRHs at the monopole site. AT&T is also adding (6) antennas and (9) RRHs on the monopole site. AT&T is also removing (2) existing cabinets and adding (1) new equipment cabinet on the ground. | Minor Modification | Mullinix Farm | 238 | 11416 | Hawkes Rd | Clarksburg | RC | Michael Longshore & Linda Better |  | Private | 39.2464 | -77.2363 | Monopole | 162 | 0 | Logan Harthman | 2024-10-04 08:47 |  | Withdrawn | Mullinix MD |  | https://montgomerycountytfcg.s3.amazonaws.com/Applications/MC2024102347.pdf
2024102345 | T-Mobile | Crown Castle on behalf of T-Mobile is adding (1) Ericsson 6523, (1) Ericsson 6525 antenna, (2) diplexer filters and (3) RRHs (2) 4402 radios and (1) 4435 radio on an existing utility pole. | Colocation | Pepco 792424-770500 | 792 | 919 | Spring St | Silver Spring | CR-3.0 C-3.0 R-3.0 H-150 | Mongtomery County | Pepco |  | 38.9991 | -77.0252 | Utility Pole | 44.7 | Yes | John Andrews | 2024-10-01 14:53 | 2024-11-06 | Recommended | MNG-096m1 |  | https://montgomerycountytfcg.s3.amazonaws.com/Applications/MC2024102345+Application+and+Report.pdf
2024102344 | AT&T Wireless | AT&T is removing (6) antennas, (3) TMAs and (15) RRHs at the monopole site. AT&T is also adding (6) antennas and (12) RRHs on the monopole site. AT&T is also removing (3) ground mounted diplexers. | Minor Modification | Super Fresh Shopping Ctr. | 52 | 3901 | Aspen Hill Rd | Silver Spring | CRT-2.25 C-1.5 R-0.75 H-75 | LDG Inc |  | Private | 39.0821 | -77.079 | Monopole | 116 | 0 | Logan Harthman | 2024-10-01 13:16 | 2025-01-08 | Recommended | Superfresh Aspen Hill |  | https://montgomerycountytfcg.s3.amazonaws.com/Applications/MC2024102344+Application.pdf
2024102343 | AT&T Wireless | AT&T will be removing (7) antennas, (12) RRUs and (6) Diplexers and installing (10) Antennas and (9) RRUs while also upgrading ancillary equipment as needed. Additionally (2) existing antennas will be relocated. | Minor Modification | Leaman Property | 86 | 13820 | Clopper Rd | Boyds | R-200 | American Tower Asset Sub 2 LLC |  | Private | 39.1652 | -77.2908 | Monopole | 125 | 0 | Logan Harthman | 2024-10-01 09:58 | 2025-02-05 | Recommended | Old Germantown |  | https://montgomerycountytfcg.s3.amazonaws.com/Applications/MC2024102343+Application.pdf
2024092342 | AT&T Wireless | AT&T proposes modifications to an existing monopole structure that will consist of the removal of (3) antennas and (15) RRUs. AT&T will be installing (3) antennas and (12) RRUs. AT&T will look to upgrade ancillary equipment as needed. | Minor Modification | Shady Grove Post Office | 49 | 16501 | Shady Grove Rd | Gaithersburg | IM-0.5 H-75 | United States Postal Service | Federal | Public | 39.1264 | -77.17 | Monopole | 146 | 0 | Logan Harthman | 2024-09-30 13:55 | 2025-02-05 | Recommended | Suburban P & DC |  | https://montgomerycountytfcg.s3.amazonaws.com/Applications/MC2024092342+Application.pdf
2024092338 | AT&T Wireless | AT&T proposes modifications to an existing monopole structure that will consist of the removal of (6) antennas, (12) RRUs, and (6) Diplexers. AT&T will be installing (9) antennas and (12) RRUs while also upgrading ancillary equipment as needed. | Minor Modification | Trolley Museum | 336 | 1313 | Bonifant Rd | Silver Spring | RE-2 | M-NCPPC | M-NCPPC | Public | 39.0971 | -77.0327 | Monopole | 135 | 0 | Logan Harthman | 2024-09-30 03:59 | 2025-02-05 | Recommended | Brookside Gardens MD |  | https://montgomerycountytfcg.s3.amazonaws.com/Applications/MC2024092338+Application.pdf
2024092341 | T-Mobile | Crown is proposing a new small cell facility on an existing 39' tall wood utility pole at the intersection of Georgia Ave and Grace Church Road, consisting of an Ericsson 6525 antenna, one (1) Ericsson 6523 antenna two (2) 4402 radio heads, one (1) 4435 RRH unit, two (2) diplexers and an equipment bracket, with a RAD of 23' 9". | Colocation | Pepco 788426-970820 | 673 | 9120A | Georgia Ave | Silver Spring | R-60 | State Highway ROW | Pepco | Public | 39.0055 | -77.0385 | Utility Pole | 36 | -1 | John Andrews | 2024-09-26 14:38 | 2025-01-08 | Recommended | MNG-401 |  | https://montgomerycountytfcg.s3.amazonaws.com/Applications/MC2024092341+Application+and+Report.pdf
2024092335 | T-Mobile | Install a strand mounted small cell on an existing 43'10" wood utility pole, with a RAD of 21'5", and consisting of One (1) Ericsson 6523 antenna; one (1) Ericsson 6525 antenna; one (1) Ericsson 4435 radio unit; two (2) 4402 Radio units; two (2) diplexers; and one (1) antenna mount bracket. | Colocation | Pepco 816446-210920 | 791 | 13201 | Bellevue St | Silver Spring | R-90 | Montgomery County | Pepco |  | 39.0607 | -76.9426 | Utility Pole | 43.8 | Yes | John Andrews | 2024-09-21 10:20 | 2024-11-06 | Recommended | MNG-007 |  | https://montgomerycountytfcg.s3.amazonaws.com/Applications/MC2024092335+Application+and+Report.pdf
2024092334 | AT&T Wireless | AT&T plans to remove 3 antennas and add 9 antennas. Remove 6 radios and add 9 radios. Remove 2 cabinets and install one cabinet. | Minor Modification | Sherwood High School | 157 | 300 | Olney-Sandy Spring Rd | Sandy Spring | RNC | Board of Education | School | Public | 39.1485 | -77.0172 | Monopole | 150 | 0 | Sharon Weddle | 2024-09-20 11:32 | 2025-03-05 | Recommended | Sherwood High School |  | https://montgomerycountytfcg.s3.us-east-1.amazonaws.com/Applications/MC2024092334+Application.pdf
2024092329 | Verizon Wireless | Verizon is proposing to remove (12) existing antennas, install (9) new antennas, removing (6) existing RRUs, install (9) new RRUs, and upgrade/modify ancillary equipment in support of new antennas. | Minor Modification | MC Hospital | 440 | 18101 | Prince Philip Dr | Olney | RE-2 | Montgomery County General Hospital Inc. | County | Public | 39.1539 | -77.0544 | Building | 85.3 | 0 | James Marquez | 2024-09-11 13:24 | 2024-10-02 | Recommended | Montgomery General |  | https://montgomerycountytfcg.s3.amazonaws.com/Applications/MC2024092329+Application.pdf
2024092330 | T-Mobile | T-MOBILE WILL INSTALL ONE (1) DIESEL GENERATOR ON AN EXISTING CONCRETE PAD ALONGSIDE A 2'-6" x 4'-6" CONCRETE PAD EXTENSION, INSTALL ONE (1) STACKED CONDENSER UNIT ON A NEW 3'-9" x 2'-0" CONCRETE PAD, INSTALL NINE (9) PANEL ANTENNAS (THREE (3) AT EACH SECTOR), SIX (6) REMOTE RADIO HEADS (RRH, TWO (2) AT EACH SECTOR), AND THREE (3) HYBRID CABLES TO THE EXISTING SELF-SUPPORTING TOWER AT A RAD CENTER OF APPROXIMATELY 150'-0" ABOVE GRADE LEVEL FOR THE RECEPTION AND TRANSMISSION OF TELECOMMUNICATIONS. IN ADDITION, THE TOWER SECTION BETWEEN ~187' AND ~207' WILL REQUIRE TOWER MODIFICATIONS. | Colocation | Sligo Creek Radio Tower | 506 | 9701 | Sligo Creek Pkwy | Silver Spring | R-60 | MNCPPC |  | Private | 39.0142 | -77.0292 | Tower | 247 | 0 | James Marquez | 2024-09-11 12:24 | 2024-10-02 | Recommended | 7WAN769C |  | https://montgomerycountytfcg.s3.amazonaws.com/Applications/MC2024092330+Application.pdf
2024092328 | Other | Remove/Replace existing Control Station Radio | Minor Modification | WMATA- Shady Grove | 698 | 15903 | Somerville Dr | Rockville | IM-2.5 H-50 | WMATA |  | Public | 39.1227 | -77.1675 | Tower | 200 | 0 | Allen Rolison | 2024-09-05 15:48 |  | Withdrawn | WMATA - Shady Grove Yard - Yard Tower |  | https://montgomerycountytfcg.s3.amazonaws.com/Applications/MC2024092328.pdf
2024092327 | AT&T Wireless | Remove 6 antennas and add 12 antennas. Remove 9 radios and add 12 radios. | Minor Modification | Fire Station 31 | 10 | 12100 | Darnestown Rd | Gaithersburg | R-200 | Montgomery County |  | Public | 39.1161 | -77.2512 | Monopole | 161 | 0 | Sharon Weddle | 2024-09-04 15:53 | 2024-12-04 | Recommended | Quince Orchard |  | https://montgomerycountytfcg.s3.amazonaws.com/Applications/MC2024092327+Application.pdf
2024082325 | T-Mobile | Install a new strand mounted small cell facility on an existing 47'9" utility pole, having a RAD center of 25'3", consisting of an Ericsson 6523 antenna, two (2) 4402 radios, and two (2) diplexers. This is the same type of facility approved by the TFCG in case # 2021041428 on August 4, 2021. | Colocation | Pepco 788430-060600 | 708 |  | Woodland Dr & Forest Glen Rd | Silver Spring | CRT-2.5, C-2.5,R-2.5, H-120 | Montgomery County | Pepco | Public | 39.0159 | -77.0417 | Utility Pole | 48 | -1 | John Andrews | 2024-08-28 16:53 | 2024-10-02 | Recommended | MNG-397m1 |  | https://montgomerycountytfcg.s3.amazonaws.com/Applications/MC2024082325+Application+and+Report.pdf
2024082324 | T-Mobile | This Application is on behalf of T-Mobile. The Applicant proposes to install (1) strand mounted antenna, (2) RRHs and (2) diplexer filters on a replaced utility pole. Pole to be replaced by Pepco prior to wireless installation. | Colocation | Pepco 787426-890760 | 709 | 9101 | 2nd Ave | Silver Spring | R-60 | Montgomery County | Pepco | Public | 39.0053 | -77.0423 | Utility Pole | 28 | -1 | John Andrews | 2024-08-28 15:24 | 2024-11-06 | Recommended | MNG-402m1 |  | https://montgomerycountytfcg.s3.amazonaws.com/Applications/MC2024082324+Application+and+Report.pdf
2024082318 | AT&T Wireless | Remove 6 antennas and 12 radios. Install 9 antennas and 12 radios. | Minor Modification | Bethesda Country Club | 51.01 | 7601 | Bradley Blvd | Bethesda | R-200 | Bethesda Country Club |  | Private | 39.0153 | -77.1501 | Monopole | 150 | 0 | Sharon Weddle | 2024-08-26 15:51 |  | Withdrawn | Montgomery Mall |  | https://montgomerycountytfcg.s3.amazonaws.com/Applications/MC2024082318.pdf
2024082317 | AT&T Wireless | Remove 3 antennas and 9 radios. Install 12 antennas and 9 radios. | Minor Modification | Bretton Woods | 327 | 15700 | River Rd | Germantown | RC | International Monetary Fund |  | Public | 39.0762 | -77.3281 | Monopole | 131 | 0 | Sharon Weddle | 2024-08-26 15:49 |  | Withdrawn | Brentwood |  | https://montgomerycountytfcg.s3.amazonaws.com/Applications/MC2024082317.pdf
2024082321 | AT&T Wireless | AT&T is removing (6) antennas, (6) diplexers and (18) RRHs; adding (6) antennas and (12) RRHs; removing (1) existing powerplant and adding (1) new powerplant on the ground; removing (6) existing ground mounted diplexers. | Minor Modification | Northwood High School | 192 | 919 | University Blvd | Silver Spring | R-60 | Board of Education | School | Public | 39.0366 | -77.0223 | Monopole | 110 | 0 | Sharon Weddle | 2024-08-23 16:46 | 2024-12-04 | Recommended | Springbrook Manor |  | https://montgomerycountytfcg.s3.amazonaws.com/Applications/MC2024082321+Application.pdf
2024082319 | AT&T Wireless | Remove 3 antennas, 6 TMAs and 15 radios. Install 6 antennas and 12 radios. Remove 3 cabinets and install one cabinet. Remove power plant and install new power plant. | Minor Modification | Pavilion Apts | 31 | 5901 | Montrose Rd | Rockville | CR-4.0 C-0.25 R-4.0 H-190 | CP5 MONTEREY LLC |  | Private | 39.0537 | -77.1189 | Building | 152 | 0 | Sharon Weddle | 2024-08-20 11:57 |  | Withdrawn | Pavillion APT |  | https://montgomerycountytfcg.s3.amazonaws.com/Applications/MC2024082319.pdf
2024082316 | AT&T Wireless | AT&T is removing (6) antennas, (6) TMAs and (3) RRHs at the monopole site. AT&T is also adding (12) antennas and (9) RRHs on the monopole site. AT&T is also removing (3) existing equipment cabinets and adding (1) new equipment cabinet and (1) new battery cabinet on the ground. AT&T is removing all the ground mounted diplexers at the site. | Minor Modification | Gymkhana Club | 56 | 14100 | River Rd | Rockville | RE-2 | River Road Development Inc |  | Private | 39.063 | -77.2925 | Monopole | 143.6 | 0 | Sharon Weddle | 2024-08-16 09:38 |  | Withdrawn | Blockhouse Point |  | https://montgomerycountytfcg.s3.amazonaws.com/Applications/MC2024082316.pdf
2024082315 | Verizon Wireless | On an existing monopine, Verizon is proposing to install (6) new antennas, remove (6) RRHs, install (9) new RRHs, and upgrade/modify ancillary equipment in support of new antennas/RRHs. | Minor Modification | Bretton Woods GC | 327 | 15700 | River Rd | Germantown | RC | International Monetary Fund |  | Public | 39.0762 | -77.3281 | Monopole | 131 | 0 | James Marquez | 2024-08-15 12:04 | 2024-09-04 | Recommended | Seneca |  | https://montgomerycountytfcg.s3.amazonaws.com/Applications/MC2024082315+Application.pdf
2024082314 | Other | Verizon proposes a new structure that will be comprised of one temporary ballasted monopole and one temporary generator installing a on a temporary gravel base within a 27'-037'-0 temporary fenced compound. Verizon will be installing (9) antennas and (6) RRHs. Ancillary equipment will be listed at a RAD height of 146'. | New | Woodside Temp Relo | 790 | 9700 | Georgia Ave | Silver Spring | R-60 | Maryland SHA |  |  | 39.0141 | -77.043 | Monopole | 153 | No | Logan Harthman | 2024-08-14 15:31 | 2024-10-02 | Recommended | Woodside Temp Relo |  | https://montgomerycountytfcg.s3.amazonaws.com/Applications/MC2024082314+Application+and+Report.pdf
2024082312 | AT&T Wireless | AT&T is removing (9) antennas, (6) TMAs and (9) RRHs at the monopole site. AT&T is also adding (12) antennas and (12) RRHs on the monopole site. AT&T is also removing (1) existing equipment cabinet and adding (1) new equipment cabinet on the ground. | Minor Modification | Seneca Ayr Farm | 68 | 13100 | Old Baltimore Rd West | Boyds | IL-1.0 H-50 | Linthicum Properties Management LLC | Crown Castle | Private | 39.2124 | -77.2755 | Monopole | 140 | 0 | Sharon Weddle | 2024-08-14 13:03 | 2024-12-04 | Recommended | VAden Ter |  | https://montgomerycountytfcg.s3.amazonaws.com/Applications/MC2024082312+Application.pdf
2024082311 | AT&T Wireless | On existing tower: Remove 3 antennas and add 9 antennas. Remove 6 radios and add 9 radios. | Minor Modification | Airpark Industrial Center | 83 | 7707 | Airpark Rd | Gaithersburg | IL-1.0 H-50 | Crown Atlantic Co LLC |  | Private | 39.1715 | -77.1578 | Monopole | 120 | 0 | Sharon Weddle | 2024-08-14 12:06 | 2024-12-04 | Recommended | Montgomery Airpark |  | https://montgomerycountytfcg.s3.amazonaws.com/Applications/MC2024082311+Application.pdf
2024082310 | AT&T Wireless | Remove 3 antennas and add 9 antennas. Remove 9 radios and add 9 radios. | Minor Modification | Knights of Columbus 2 | 13.02 | 17001 | Overhill Rd | Derwood | RE-1 | Montg Cncl K C Bldg Corp |  | Private | 39.1346 | -77.1414 | Monopole | 150 | 0 | Sharon Weddle | 2024-08-14 10:05 | 2025-01-08 | Recommended | Hobble Bush |  | https://montgomerycountytfcg.s3.amazonaws.com/Applications/MC2024082310+Application.pdf
2024082309 | AT&T Wireless | AT&T is proposing REMOVE (3) ANTENNAS, REMOVE (15) RRHs, Relocate (6) Existing Antennas, Install (6) New Antennas, Install (12) New RRHs. | Minor Modification | World Building Tower | 173 | 8121 | Georgia Ave | Silver Spring | CR-3.0 C-3.0 R-3.0 H-130 | World Building LLC |  | Private | 38.9911 | -77.0261 | Building | 117 | 0 | Zachary Arrasmith | 2024-08-08 15:20 | 2025-06-04 | Recommended | SLIGO |  | https://montgomerycountytfcg3.s3.us-east-1.amazonaws.com/Applications/MC2024082309+Application.pdf
2024082308 | AT&T Wireless | AT&T is proposing to remove (3) Antennas, Remove (12) RRHS, Relocate (3) existing Antennas, Install (9) New Antennas and Install (12) New RRHS. | Minor Modification | Watkins Mill High School | 386 | 10301 | Apple Ridge Rd | Gaithersburg | R-200 | Board of Education | School | Public | 39.1846 | -77.2137 | Monopole | 118 | 0 | Samantha Streb | 2024-08-08 15:18 | 2024-11-06 | Recommended | PRATHERTOWN |  | https://montgomerycountytfcg.s3.amazonaws.com/Applications/MC2024082308+Application.pdf
2024082307 | AT&T Wireless | Remove 6 antennas and add 6 antennas. Remove 15 radios and add 12 radios. Remove 6 diplexers, 3 coax and 1 RET. In shelter, swap power plant. | Minor Modification | Colesville Monopole | 76 | 49 | Randolph Rd | Colesville | NR-0.75 H-45 | A.I. GLENVIEW LLC M & ML PATRIOT LLC ETAL |  | Private | 39.0764 | -77.0028 | Monopole | 150 | 0 | Sharon Weddle | 2024-08-07 16:10 | 2025-01-08 | Recommended | Fairknoll |  | https://montgomerycountytfcg.s3.amazonaws.com/Applications/MC2024082307+Application.pdf
2024082306 | Verizon Wireless | SCOPE OF WORK CONSISTS OF INSTALLING A NEW STRAND MOUNT AND AUXILIARY EQUIPMENT ON UTILITY POLE. STRAND / MESSENGER CABLE WILL BE ATTACHED TO EXISTING WOODEN UTILITY POLE. THE NEW ANTENNA AND EQUIPMENT SHALL BE MOUNTED ON A PROPOSED BRACKET MOUNT AND THE BRACKET MOUNT, SPLICE BOX, AND POWER CONVERTER WILL ALL BE MOUNTED ON NEW STRAND /MESSENGER CABLE. | Colocation | PEPCO 786422-0777 | 676.01 | 2301 | Colston Dr | Silver Spring | R-60 | Montgomery County | Pepco | Public | 38.9944 | -77.0488 | Utility Pole | 29 | Yes | John Andrews | 2024-08-06 09:36 |  | Withdrawn | MNG-411m1 |  | https://montgomerycountytfcg.s3.amazonaws.com/Applications/MC2024082306+revised+8.12.24.pdf
2023102216 | Verizon Wireless | Upgrade/Modify existing telecommunication facility to include: Remove 9 antennas and install 9 new antennas Remove 9 radios and install 9 new radios | Minor Modification | World Building Tower | 173 | 8121 | Georgia Ave | Silver Spring | CR-3.0 C-3.0 R-3.0 H-130 | World Building LLC |  | Private | 38.9911 | -77.0261 | Building | 117 | 0 | joshua schakola | 2024-08-02 09:06 | 2025-01-08 | Recommended | World Building |  | https://montgomerycountytfcg.s3.amazonaws.com/Applications/MC2023102216+Application.pdf
2024072302 | AT&T Wireless | AT&T is removing (6) antennas, (9) RRHs and (6) TMAs at the monopole site. AT&T is also adding (9) antennas and (9) RRHs on the monopole site. | Minor Modification | Sandy Spring VFD 40 | 117 | 16911 | Georgia Ave | Olney | RE-2 | Sandy Spring Vol. Fire Dept. | Fire | Private | 39.1336 | -77.068 | Monopole | 150 | 0 | Logan Harthman | 2024-08-01 13:24 | 2024-09-04 | Recommended | Olney |  | https://montgomerycountytfcg.s3.amazonaws.com/Applications/MC2024072302+Application.pdf
2024072303 | AT&T Wireless | AT&T is proposing to install the following equipment on to a Verizon Wireless temporary monopole: (12) Antennas (18) RRH, power and fiber cabling. Antennas: (3) Commscope NNHH-65C-R4, (3) Ericsson Air6419 B77D, (3) Ericsson Air6419 B77G, (3) Commscope NNH4-65C-R6-V4. Radios: (3) Ericsson 4490 B5/B12A, (3) Ericsson 4415 B30, (3) Ericsson Air6419 B77D, (3) Ericsson Air6419 B77G, (3) Ericsson 4890 B25/B66, (3) Ericsson 4478 B14. | Colocation | Woodside Water Tank | 1 | 1945 | Seminary Pl | Silver Spring | R-60 | WSSC | WSSC | Public | 39.0099 | -77.0425 | Water Tank | 117 | 0 | Kelli Angleberger | 2024-08-01 12:02 |  | Withdrawn | BOYER PLACE TEMP |  | https://montgomerycountytfcg.s3.amazonaws.com/Applications/MC2024072303.pdf
2024072304 | T-Mobile | T-Mobile is proposing to remove existing equipment and replace with (9) new antennas, (6) new RRUs. install new 10'x20' concrete pad, install (2) new cabinets, install new ice bridge, and install (3) new hybrid lines. | Colocation | Pepco 37-S | 467 | 18917 | Bucklodge Rd | Boyds | AR | Pepco | Pepco | Private | 39.1693 | -77.3603 | Tower | 148.9 | 0 | James Marquez | 2024-08-01 11:39 | 2024-09-04 | Recommended | 7WAN516A |  | https://montgomerycountytfcg.s3.amazonaws.com/Applications/MC2024072304+Application.pdf
2024072300 | Verizon Wireless | Adjust antenna positions, azimuths and add steel to allow the requested changes. Relocate the existing mount pipe in position #1 and #2 of each sector. install new mount pipes with VZWSMART - MSK3D at position #1 & #2 with Pipe 2.0 OD STD (7’ long) pipe in all sectors. | Minor Modification | Rinaldi Property | 24 | 15700 | Georgia Ave | Olney | R-200 | Patricia V Rinaldi |  | Private | 39.1159 | -77.0745 | Monopole | 120 | 0 | Karen Cancro | 2024-07-26 10:15 | 2024-10-02 | Recommended | Layhill |  | https://montgomerycountytfcg.s3.amazonaws.com/Applications/MC2024072300+Application.pdf
2024072299 | AT&T Wireless | AT&T is removing (9) antennas, (3) RRHs, (18) diplexers and (6) TMAs at the monopole site. AT&T is also adding (6) antennas and (9) RRHs on the monopole site. | Minor Modification | Quail Hill Farms | 90 | 301 | Quailhill Drive | Brookeville | R | Andrew Austin |  | Private | 39.1628 | -77.0056 | Monopole | 170 | 0 | Logan Harthman | 2024-07-25 15:31 | 2024-10-02 | Recommended | Brinklow |  | https://montgomerycountytfcg.s3.amazonaws.com/Applications/MC2024072299+Application.pdf
2024072298 | Dish Wireless | Dish wireless proposes to co-locate on the existing telecommunications rooftop installing 3 antennas, 6 RRUs, and 1 platform with 1 equipment cabinet on the rooftop. | Colocation | Park Montgomery Apts | 26 | 8860 | Piney Branch Rd | Silver Spring | R-H | Park Montgomery Limited Prtnrshp |  | Private | 39.0005 | -76.9917 | Building | 147 | 0 | Samantha Eck | 2024-07-23 12:04 | 2024-09-04 | Recommended | DCWDC00387A |  | https://montgomerycountytfcg.s3.amazonaws.com/Applications/MC2024072298+Application.pdf
2024072297 | Verizon Wireless | Verizon Wireless proposes to modify the existing telecommunications equipment removing 12 antennas, 6 RRUs, and install 9 antennas and 6 RRUs while retaining the existing equipment shelter. | Minor Modification | Cabin John VFW Post | 60 | 11511 | MacArthur Blvd | Potomac | RE-2 | Cabin John Memorial Post 5633 |  | Private | 38.9963 | -77.2381 | Monopole | 126 | 0 | Samantha Eck | 2024-07-23 10:14 | 2024-09-04 | Recommended | C&O Canal |  | https://montgomerycountytfcg.s3.amazonaws.com/Applications/MC2024072297+Application.pdf
2024072289 | AT&T Wireless | Existing out of service generator and pad to be removed. Install 30kW diesel generator on new 4'x10' concrete. | Minor Modification | Kruhm Farm Tower | 118 | 16001 | Kruhm Rd | Burtonsville | RC | Fred Kruhm |  | Private | 39.1217 | -76.9453 | Tower | 190 | 0 | Catherine Conklin | 2024-07-15 14:28 | 2024-08-07 | Recommended | Kruhm - AT&T Generator Project |  | https://montgomerycountytfcg.s3.amazonaws.com/Applications/MC2024072289+Application.pdf
2024072284 | T-Mobile | T-Mobile proposes to remove (3) existing antennas and replace with (3) new antennas and install (2) new RRUs. | Minor Modification | Hughes Methodist Church | 228 | 10700 | Georgia Ave | Silver Spring | R-60 | Hughes United Methodist Church | Church | Private | 39.0303 | -77.0481 | Building | 30 | 0 | Sonya Hemphill | 2024-07-07 17:47 | 2024-08-07 | Recommended | 7WAN658A |  | https://montgomerycountytfcg.s3.amazonaws.com/Applications/MC2024072284+Application.pdf
2024072287 | Motorola | Removal/Replacement of Mobile Radio Control Station & Antenna | Minor Modification | Glenmont Tower | 690 | 12750 | Layhill Rd | Silver Spring | R-90 | WMATA |  | Public | 39.0671 | -77.0538 | Tower | 0 | 0 | Allen Rolison | 2024-07-02 14:48 |  | Withdrawn | B98 Glenmont Yard (Control Tower) |  | https://montgomerycountytfcg.s3.amazonaws.com/Applications/MC2024072287.pdf
2024072286 | Motorola | Removal/Replacement of Mobile Radio Control Station & Antenna. All work & Equipment including antenna will be within the subterranean Dispatcher's room, NOT the above ground structure. Please note, all references to RAD are in relation to the Subterranean Floor Level, NOT AGL. | Minor Modification | Glenmont Yard Blockhouse | 789 | 12501 | Georgia Ave | Silver Spring | CR-2.0 C-0.5 R-1.75 H-120 | WMATA | WMATA |  | 39.0618 | -77.0527 | Building | 20 | No | Allen Rolison | 2024-07-02 14:03 | 2024-09-04 | Recommended | Glenmont Yard Blcokhouse |  | https://montgomerycountytfcg.s3.amazonaws.com/Applications/MC2024072286+Application.pdf
2024062282 | T-Mobile | Crown Castle is removing (1) pole top mounted canister antenna and (1) existing pole mounted equipment cabinet/shroud. Crown is also removing all the existing RRHs and supporting equipment inside the existing cabinet/shroud. Crown will be adding (1) new pole top mounted canister, and (2) new RRHs and (2) twin diplexers inside the new proposed pole mounted cabinet/canister on the utility pole. | Minor Modification | Pepco 730438-7918 | 618.11 | 11700 | River Rd | Rockville | RE-2 | SHA Row | Pepco | Private | 39.0364 | -77.2433 | Utility Pole | 59.5 | -1 | John Andrews | 2024-06-25 15:24 | 2024-11-06 | Recommended | NG4 |  | https://montgomerycountytfcg.s3.amazonaws.com/Applications/MC2024062282+Application.pdf
2024062281 | T-Mobile | Install a new small cell facility on existing 27' 2" wood utility pole, consisting of one (1) Ericsson 6523 antenna; one (1) Ericsson 6525 antenna; two (2) 4402 radio units; Ericsson 4435 RRU; two (2) diplexers and an antenna mount bracket. | Colocation | 12220 Galway Drive | 788 | 12220 | Galway Drive | Silver Sring | R-90 | Pepco | Pepco |  | 39.0576 | -76.9438 | Utility Pole | 27.2 | Yes | John Andrews | 2024-06-25 11:20 | 2024-10-02 | Recommended | Verizon 12654 |  | https://montgomerycountytfcg.s3.amazonaws.com/Applications/MC2024062281+Application+and+Report.pdf
2024062280 | AT&T Wireless | AT&T proposes modifications to an existing monopole structure that will consist of the removal of (6) Antennas, (6) Diplexers and (12) RRUs. They will be installing (9) Antennas and (12) RRUS. They will look to upgrade and modify ancillary equipment as needed. | Minor Modification | Argyle Country Club | 111 | 14600 | Argyle Club Rd | Silver Spring | RE-2 | Argyle Land Company |  | Private | 39.0961 | -77.0526 | Monopole | 125 | 0 | Logan Harthman | 2024-06-24 13:01 | 2024-08-07 | Recommended | Colesville |  | https://montgomerycountytfcg.s3.amazonaws.com/Applications/MC2024062280+Application.pdf
2024062279 | T-Mobile | Crown is proposing a new small cell facility on an existing 38.5' tall wood utility pole at the intersection of Fenton Street and Sligo Avenue, consisting of an Ericsson 6525 antenna, one (1) Ericsson 6523 antenna two (2) 4402 radio heads, one (1) 4435 RRH unit, two (2) diplexers and an equipment bracket, with a RAD of 22.33'. | Colocation | Pepco 793421-090320 | 787 | 8100 | Fenton Ave | Silver Spring | CR-5.0 C-5.0 R-5.0 H-130 | Pepco | PEPCO |  | 38.9903 | -77.0241 | Utility Pole | 38.6 | Yes | John Andrews | 2024-06-24 12:08 | 2024-09-04 | Recommended | MNG-557m1 |  | https://montgomerycountytfcg.s3.amazonaws.com/Applications/MC2024062279+Application+and+Report.pdf
2024042257 | T-Mobile | T-Mobile is adding (9) antennas, (1) MW dish and (6) RRHs on the existing monopole site. T-Mobile is also adding (2) new equipment cabinets on a new proposed concrete pad on the ground. | Colocation | Wildlife Club Monopole | 428 | 26430 | Mullinix Mill Rd | Mt. Airy | AR | Wildlife Achievement Club |  | Private | 39.2927 | -77.153 | Monopole | 149 | 0 | James Marquez | 2024-06-21 11:46 | 2024-09-04 | Recommended | 7WAN776A |  | https://montgomerycountytfcg.s3.amazonaws.com/Applications/MC2024042257+Application.pdf
2024062277 | T-Mobile | Removing (3) Antennas, (6) Coax, (3) TMAs. Adding (9) Antennas, (3) hybrid cables, (6) RRUs. Mount swap. Removing (1) cabinet and install (2) cabinets. | Minor Modification | Beall Farm | 262 | 13201 | Lewisdale Rd | Clarksburg | AR | Rudell Beall & Sons Inc. |  | Private | 39.2886 | -77.2729 | Monopole | 184 | 0 | Karen Cancro | 2024-06-11 11:37 | 2024-07-03 | Recommended | 7WAN054A |  | https://montgomerycountytfcg.s3.amazonaws.com/Applications/MC2024062277+Application.pdf
2024052274 | AT&T Wireless | AT&T is removing (9) antennas, (6) RRHs, (12) diplexers and (6) TMAs at the building site. AT&T is also adding (12) antennas and (9) RRHs on the building site. | Minor Modification | Verizon Building | 36 | 13100 | Columbia Pike | Silver Spring | EOF-0.75 H-100 T | Chesapeake and Potomac Tele Co MD |  | Private | 39.0713 | -76.9589 | Building | 68 | 0 | Nicholas Lima | 2024-05-28 16:24 |  | Withdrawn | Fairland |  | https://montgomerycountytfcg.s3.amazonaws.com/Applications/MC2024052274.pdf
2024052272 | T-Mobile | Small cell facility including: One (1) Ericsson 6523 antenna; one (1) Ericsson 6525 antenna; two (2) 4402 radios; one (1) Ericsson 4435 radio; two (2) diplexers; and an Antenna Mounting Bracket. | Colocation | Verizon 13697 | 786 | 12601 | Galway Dr | Silver Spring | R-90 | Montgomery County | PEPCO |  | 39.0628 | -76.9449 | Utility Pole | 44.25 | Yes | John Andrews | 2024-05-17 13:52 | 2024-08-07 | Recommended | MNG-011 |  | https://montgomerycountytfcg.s3.amazonaws.com/Applications/MC2024052272+Application+and+Report.pdf
2024052271 | T-Mobile | One Ericsson 6523 antenna; one (1) Ericsson 6525 antenna; two (2) 4402 radio units; two (2) diplexers; and one Antenna Mounting bracket. | Colocation | PEPCO 802417-3164 | 750 | 1006 | Larch Ave | Takoma Park | R-60 | Montgomery County | Pepco | Public | 38.9776 | -76.9916 | Utility Pole | 44 | -1 | John Andrews | 2024-05-16 15:37 |  | Withdrawn | MNG-423 |  | https://montgomerycountytfcg.s3.amazonaws.com/Applications/MC2024052271.pdf
2024052270 | T-Mobile | One (1) Ericsson 6523 antenna; one (1) Ericsson 6525 antenna; one (1) Ericsson 4435 radio unit; two (2) 4402 Radio units; two (2) diplexers; and one (1) antenna mount bracket. | Colocation | Pepco 805434-060640 | 711 | 10501 | New Hampshire Ave | Silver Spring | R-90 | State of MD ROW | Pepco | Public | 39.027 | -76.9817 | Utility Pole | 47 | -1 | John Andrews | 2024-05-16 13:35 | 2024-07-03 | Recommended | MNG-388m1 |  | https://montgomerycountytfcg.s3.amazonaws.com/Applications/MC2024052270+Application+and+Report.pdf
2024052268 | T-Mobile | Instal a new small facility with a RAD center of 25 feet on a 47 foot tall wood pole, consisting of one (1) Ericsson 6523 antenna; one Ericsson 6525 antenna; two (2) 4402 radio heads; one (1) 4435 radio head; and one Antenna Mounting bracket. | Colocation | Pepco 790425-010700 | 677 | 8900 | Georgia Ave | Silver Spring | R-60 | State Highway ROW |  | Public | 39.0023 | -77.0347 | Utility Pole | 47 | -1 | John Andrews | 2024-05-15 14:10 |  | Withdrawn | MNG-099 |  | https://montgomerycountytfcg.s3.amazonaws.com/Applications/MC2024052268.pdf
2024052266 | Verizon Wireless | REMOVE (12) ANTENNAS, (3) RRHs, (1) OVP 2, (1) OVP 6, (12) COAX CABLES, (1) HYBRID CABLES, (3) T-ARM MOUNTS. INSTALL (9) ANTENNAS, (6) RRHs, (3) OVP BOXES, (3) SECTOR MOUNTS, (3) HYBRID CABLES. REMOVE (3) GROUND MOUNTED RRHs. | Minor Modification | Izaak Walton League | 6 | 18301 | Waring Station Rd | Germantown | R-200 | Izaak Walton League |  | Private | 39.1551 | -77.2535 | Tower | 224 | 0 | Karen Cancro | 2024-05-14 21:54 | 2024-07-03 | Recommended | Sesame Seed |  | https://montgomerycountytfcg.s3.amazonaws.com/Applications/MC2024052266+Application.pdf
2024052265 | T-Mobile | One (1) Ericsson 6523 antenna; one (1) Ericsson 6525 antenna; two (2) 4402 RRUs; one (1) Ericsson 4435 RRH; two (2) diplexers; and an Antenna mounting bracket. | Colocation | Pepco 806429-990310 | 740 | 9505 | New Hampshire Ave | Silver Spring | R-60 | Montgomery County | Pepco | Public | 39.012 | -76.9787 | Utility Pole | 52.33 | -1 | John Andrews | 2024-05-13 16:46 | 2024-08-07 | Recommended | MNG-383m1 |  | https://montgomerycountytfcg.s3.amazonaws.com/Applications/MC2024052265+Application+and+Report.pdf
2024052264 | T-Mobile | Install a strand mounted small cell facility on utility pole, consisting of one (1) Ericsson 6523 antenna; one (1) Ericsson 6525 antenna; two (2) 4402 radio units; one Ericsson 4435 RRH; two (2) diplexers; and a dual antenna mounting bracket. | Colocation | Pepco 799420-5674 | 738 | 8000 | Flower Ave | Takoma Park | CRT-0.75 C-0.75 R-0.25 H-50 | Takoma Park | Pepco | Public | 38.9889 | -77.0012 | Utility Pole | 40.5 | -1 | John Andrews | 2024-05-13 10:55 | 2024-07-03 | Recommended | MNG-092m1 |  | https://montgomerycountytfcg.s3.amazonaws.com/Applications/MC2024052264+Application+and+Report.pdf
2024052263 | T-Mobile | Install a strand mounted small cell with a RAD center of 26' 1" on an existing 49' 10" wood utility light pole, consisting of one (1) Ericsson 6523 antenna, one (1) Ericsson 6525 antenna, two (2) 4402 radio units, one (1) Ericsson 4435 RRH, two (2) diplexers and antenna strand bracket. | Colocation | Pepco 806428-080690 | 668 | 9609 | New Hampshire Ave | Silver Spring | R-60 | State Highway ROW | Pepco | Public | 39.0133 | -76.9783 | Utility Pole | 44 | -1 | John Andrews | 2024-05-10 13:37 | 2024-07-03 | Recommended | MNG-386 |  | https://montgomerycountytfcg.s3.amazonaws.com/Applications/MC2024052263+Application+and+Report.pdf
2024052262 | Verizon Wireless | REMOVE (12) ANTENNAS, (6) RRHs and (1) PLATFORM MOUNT. RELOCATE (2) OVPs. INSTALL (6) ANTENNAS, (3) ANTENNAS W/ INTEGRATED RRHs, (6) RRHs and (1) PLATFORM MOUNT | Minor Modification | Public Storage Prosperity | 402 | 12355 | Prosperity Dr | Silver Spring | CR-0.75 C-0.75 R-0.25 H-75 | Public Storage LP |  | Private | 39.0579 | -76.9655 | Monopole | 140 | 0 | Karen Cancro | 2024-05-10 11:45 | 2024-07-03 | Recommended | 5000177375 |  | https://montgomerycountytfcg.s3.amazonaws.com/Applications/MC2024052262+Application.pdf
2024052258 | Dish Wireless | Install (1) microwave, (1) ODU, (1) Fiber cable, (1) Power Cable and (1) Coax line. | Minor Modification | Lloyd Property | 268 | 21410 | Beallsville Rd | Dickerson | AR | DRISKELL LISBETH I DRISKELL BRIAN V |  | Private | 39.2086 | -77.3853 | Monopole | 140 | 0 | Karen Cancro | 2024-05-06 15:19 | 2024-07-03 | Recommended | DCWDC00710A |  | https://montgomerycountytfcg.s3.amazonaws.com/Applications/MC2024052258+Application.pdf
2024042256 | AT&T Wireless | AT&T is proposing to remove (6) Antennas, remove (12) RRHS and install (9) new antennas and (12) new RRHs | Minor Modification | Wentworth House | 458 | 5411 | McGrath Blvd | N Bethesda | CR-4.0 C-2 R-3.5 H-250 | LCOR North Bethesda Residential One, LLC |  | Private | 39.0497 | -77.1085 | Building | 160.8 | 0 | Samantha Streb | 2024-04-29 12:41 | 2024-08-07 | Recommended | LOEHMANNS PLAZA |  | https://montgomerycountytfcg.s3.amazonaws.com/Applications/MC2024042256+Application.pdf
2024042255 | AT&T Wireless | Removing (9) existing Antennas, (15) RRHs, (9) DC2 Surge Suppressors, (12) Diplexers and (2) RET. Installing (12) New antennas, (12) New RRHs, (3) New DC9 SS. Adding (1) new proposed equipment cabinet on the main roof level of the building. | Minor Modification | Sunrise Apts | 149 | 19310 | Club House Rd | Gaithersburg | R-10 | Sunrise Assisted Living |  | Private | 39.1738 | -77.2027 | Building | 70 | 0 | Samantha Streb | 2024-04-23 15:29 | 2024-08-07 | Recommended | Brassie Pl |  | https://montgomerycountytfcg.s3.amazonaws.com/Applications/MC2024042255+Application.pdf
2024042254 | AT&T Wireless | Install 101' self-ballasted monopole and relocate the following existing equipment from the water tank to the proposed temporary monopole: (3) Commscope NNH4-65B-R6, (3) Commscope NNHH-65B-R4, (3) Nokia RRH4T4RB12-14, (3) Nokia RRH4T4RB25/66, (3) Nokia RRH4X25-WCS-4R, and (3) Nokia RRH4T4RB5. All other cabinets existing in adjacent AT&T shelter. | New | Well Lane Watertank Temp Tower | 2.1 | 11400 | Woodglen Dr | Rockville | CR-3.0 C-1.5 R-2.5 H-100 | WSSC | WSSC |  | 39.0437 | -77.1142 | Monopole | 100 | no | Kelli Angleberger | 2024-04-18 16:52 | 2024-11-06 | Recommended | WHITE FLINT |  | https://montgomerycountytfcg.s3.amazonaws.com/Applications/MC2024042254+Application+and+Report.pdf
2024042253 | Dish Wireless | Add (1) Commscope VHLP2-18/C Microwave Dish, (1) ODU, (1) Fiber Cable, (1) Power Cable and (1) Coax Line. | Minor Modification | Dickerson Auto Center | 105 | 22210 | Dickerson Rd | Dickerson | IM-2.5 H-50 | SMS Partnership | Crown Castle | Private | 39.2211 | -77.4281 | Monopole | 175.5 | 0 | Karen Cancro | 2024-04-16 12:59 | 2024-07-03 | Recommended | DCWDC00140A |  | https://montgomerycountytfcg.s3.amazonaws.com/Applications/MC2024042253+Application.pdf
2024042252 | T-Mobile | T-Mobile proposes to install 9 antennas, 6 radios, 2 cabinets, and additional ancillary equipment to building rooftop, per plans. | Colocation | Washington Adventist University | 785 | 7715 | Flower Ave | Takoma Park | R-40 | Washington Adventist University |  |  | 38.9869 | -76.9994 | Building | 74 | No | Corinne Fear | 2024-04-02 16:43 | 2024-06-05 | Recommended | 7WAS768A |  | https://montgomerycountytfcg.s3.amazonaws.com/Applications/MC2024042252+Application.pdf
2024032251 | T-Mobile | Install (1) new T-Mobile 24"x36" handhole, perform new core drills at garage & at telco room, and other associated equipment. | Minor Modification | Takoma Business Center | 254 | 6930 | Carroll Ave | Takoma Park | CRT-1.5 C-1.5 R-0.5 H-50 | Takoma Business Center LLC |  | Private | 38.9753 | -77.0141 | Building | 110 | 0 | Leigh Dukatt | 2024-03-27 10:52 |  | Withdrawn | 7WAN103A SC |  | https://montgomerycountytfcg.s3.amazonaws.com/Applications/MC2024032251.pdf
2024032248 | Verizon Wireless | REMOVE (12) EXISTING ANTENNAS · INSTALL (12) PROPOSED ANTENNAS · REMOVE (12) EXISTING RRHs · INSTALL (8) PROPOSED RRHs | Minor Modification | Highland House | 497 | 5480 | Wisconsin Ave | Chevy Chase | CR-3.0 C-2.0 R-2.75 H-90 T | Highland House |  | Private | 38.9634 | -77.0873 | Building | 142 | 0 | John Crooks | 2024-03-19 09:26 | 2024-04-03 | Recommended | Friendship Heights |  | https://montgomerycountytfcg.s3.amazonaws.com/Applications/MC2024032248+Application.pdf
2023112232 | Other | Install 3 antennas on the existing tower. 2 antennas will be at 140', 1 antenna at 120'. All three antennas will be the RFi CC807-11 antenna. Antenna length is 205 inches, antenna diameter is 3 inches. Corresponding coax cables will be installed for each antenna. A tower top amplifier will be mounted between the two antennas located at 140'. | Colocation | Bretton Woods | 327.01 | 15700 | River Rd | Germantown | RC | International Monetary Fund |  | Private | 39.0779 | -77.3374 | Tower | 230 | 0 | Curt Andrich | 2024-03-06 11:01 |  | Withdrawn | Bretton Woods - MD FiRST |  | https://montgomerycountytfcg.s3.amazonaws.com/Applications/MC2023112232.pdf
2024032250 | Verizon Wireless | Verizon is removing (12) existing antennas, (6) diplexers and (6) RRHs on the existing monopole structure. Verizon is adding (9) new antennas and (6) RRHs on the existing monopole structure as per plans. No change in tower height. | Minor Modification | Laytonsville | 321 | 4301 | Brookeville Rd | Brookeville | AR | Jane C Maller, Trustee |  | Private | 39.184 | -77.0815 | Monopole | 182 | 0 | Nicole Bennett | 2024-03-05 13:52 | 2024-07-03 | Recommended | Reedy |  | https://montgomerycountytfcg.s3.amazonaws.com/Applications/MC2024032250+Application.pdf
2024032249 | Verizon Wireless | Verizon is removing (9) existing antennas and (6) RRHs on the existing monopole structure. Verizon is adding (9) new antennas and (6) RRHs on the existing monopole structure. | Minor Modification | Gymkhana Club | 56 | 14100 | River Rd | Rockville | RE-2 | River Road Development Inc |  | Private | 39.063 | -77.2925 | Monopole | 143.6 | 0 | Nicole Bennett | 2024-03-05 12:07 | 2024-07-03 | Recommended | Bretton Woods |  | https://montgomerycountytfcg.s3.amazonaws.com/Applications/MC2024032249+Application.pdf
2024022246 | T-Mobile | At this existing location, T-Mobile is proposing to install (3) new RRUs. | Minor Modification | Briggs Chaney | 605 | 13820 | Old Columbia Pike | Silver Spring | NR-0.75 H-45 | G&G Briggs Chaney Associates |  | Public | 39.0837 | -76.9522 | Building | 13 | 0 | James Marquez | 2024-02-14 10:56 | 2024-03-06 | Recommended | 7WAN291J |  | https://montgomerycountytfcg.s3.amazonaws.com/Applications/MC2024022246+Application.pdf
2024012241 | Verizon Wireless | Upgrade/modify existing telecommunication facility to include: Remove 6 antennas and add 9 new antennas, Remove 6 radios and add 6 new radios. | Minor Modification | Pepco 628-N | 164 | 0 | Dufief Mill Rd | Gaithersburg | R-200 | Pepco | Pepco | Private | 39.0834 | -77.2476 | Tower | 118 | 0 | Joshua Schakola | 2024-02-12 10:01 | 2024-05-01 | Recommended | Turkey Foot |  | https://montgomerycountytfcg.s3.amazonaws.com/Applications/MC2024012241+Application.pdf
2024012244 | T-Mobile | CROWN ID: MAD-007. PROVIDE NEW DAS EQUIPMENT ON EXISTING POLE. RELOCATE EXISTING METER. INSTALL NEW BREAKER PANEL ON POLE. REMOVE EXISTING SHROUD AND REPLACE WITH NEW. REMOVE EXISTING ANTENNA AND REPLACE WITH NEW. Final configuration after Crown Castle replacing existing: (1) canister antenna (1) 4455 RRH (1) 8863 RRH (1) 6585 RRH (1) Twin Diplexer on the utility pole. All the RRH's and twin diplexer are installed inside the new pole mounted equipment cabinet, to match with the scope of work as outlined throughout the plans. | Minor Modification | PEPCO 737428-3018 | 618.04 |  | Falls Rd & Oaklyn Rd | Potomac | RE-2 | Pepco | Pepco | Private | 39.0091 | -77.2204 | Utility Pole | 56 | -1 | Kelly Surber | 2024-01-30 04:57 |  | Withdrawn | MAD-007 |  | https://montgomerycountytfcg.s3.amazonaws.com/Applications/MC2024012244.pdf
2024012243 | T-Mobile | T-Mobile is adding (9) antennas and (6) RRHs on the temporary monopole structure. T-Mobile is adding (2) new equipment cabinets on a new proposed equipment platform on the ground. | Colocation | 7100 Connecticut Temporary Tower | 44.1 | 7100 | Connecticut Ave | Chevy Chase | R-60 | Corso DC LLC |  | Private | 38.9505 | -77.0779 | Monopole | 93 | 0 | Corinne Fear | 2024-01-26 14:38 | 2024-03-06 | Recommended | 7WAN008A |  | https://montgomerycountytfcg.s3.amazonaws.com/Applications/MC2024012243+Application.pdf
2024012242 | Verizon Wireless | REMOVE (12) EXISTING ANTENNAS · REMOVE (6) EXISTING REMOTE RADIO HEADS · REMOVE (12) COAX CABLES · INSTALL (9) PROPOSED ANTENNAS · INSTALL (6) PROPOSED REMOTE RADIO HEADS · INSTALL (3) PROPOSED 1x2 TOP-SIDE POWER AND FIBER JUMPERS, (1) PER SECTOR · INSTALL (3) PROPOSED 1x3 TOP-SIDE POWER AND FIBER JUMPERS, (1) PER SECTOR · INSTALL (1) PROPOSED POWERSHIFT UPCONVERTER · INSTALL HARDWARE UPGRADES AS REQUIRED · INSTALL MOUNT MODIFICATIONS AS REQUIRED | Minor Modification | Maplewood Park | 212 | 9707 | Old Georgetown Rd | Bethesda | RT-12.5 | The Maplewood Entities |  | Private | 39.0149 | -77.1161 | Building | 56 | 0 | John Crooks | 2024-01-24 11:59 | 2024-03-06 | Recommended | Oakmont |  | https://montgomerycountytfcg.s3.amazonaws.com/Applications/MC2024012242+Application.pdf
2024012240 | Verizon Wireless | Upgrade/modify existing telecommunication facility to include: install 2 new dish antennas | Minor Modification | Takoma Tower | 27 | 7051 | Carroll Ave | Takoma Park | NR-0.75 H-50 | Takoma Tower LP | County | Public | 38.9747 | -77.0105 | Building | 109.1 | 0 | Joshua Schakola | 2024-01-18 08:02 | 2024-04-03 | Recommended | Piney Branch |  | https://montgomerycountytfcg.s3.amazonaws.com/Applications/MC2024012240+Application.pdf
2024012239 | Verizon Wireless | Upgrade/modify existing telecommunication facility to include: install 2 new dish antennas | Minor Modification | Verizon Central Office | 168 | 8670 | Georgia Ave | Silver Spring | CR-5.0 C-4.0 R-4.75 H-145 T | Verizon Communications |  | Private | 38.9967 | -77.0298 | Building | 168 | 0 | Joshua Schakola | 2024-01-18 07:39 | 2024-04-03 | Recommended | Silver Spring |  | https://montgomerycountytfcg.s3.amazonaws.com/Applications/MC2024012239+Application.pdf
2023102217 | Verizon Wireless | Upgrade/Modify existing telecommunication facility to include: Install 2 new dish antennas | Minor Modification | Pooks Hill Apartments | 573 | 3 | Pooks Hill Rd | Bethesda | R-H | Pooks Hill Development Corp |  | Private | 39.0141 | -77.1046 | Building | 90 | 0 | Joshua Schakola | 2024-01-18 06:51 | 2024-04-03 | Recommended | Pooks Hill - A |  | https://montgomerycountytfcg.s3.amazonaws.com/Applications/MC2023102217+Application.pdf
2024012238 | Verizon Wireless | Verizon Wireless proposes co-locate on the existing WSSC water Tank. VZW proposes to install (9) Antennas, (9) Radios, (3) Raycap Power/Fiber distribution box on existing water tank. Additionally VZW proposes to install associated ground equipment and back-up generator on a new concrete pad to match existing installations. | Colocation | Clarksburg Premium Outlets | 702 | 22711 | Clarksburg Rd | Clarksburg | CRT-0.5 C-0.25 R-0.25 H-130 T | WSSC | WSSC | Private | 39.2295 | -77.2862 | Water Tank | 129.9 | 0 | Ryan Davis | 2024-01-12 11:12 | 2024-03-06 | Recommended | Clarksburg Outlet |  | https://montgomerycountytfcg.s3.amazonaws.com/Applications/MC2024012238+Application.pdf
2023122237 | Other | install a pre-fabricated equipment shelter on a concrete pad and a generator | Minor Modification | Suburban Propane | 143 | 35 | Derwood Cir | Rockville | IM-2.5 H-50 | Suburban Propane |  | Private | 39.1032 | -77.1542 | Tower | 215 | 0 | Irina Gardini | 2023-12-29 13:41 | 2024-02-07 | Recommended | Rockville |  | https://montgomerycountytfcg.s3.amazonaws.com/Applications/MC2023122237+Application.pdf
2023112230 | AT&T Wireless | Replace existing light pole and mount (1) antenna, (2) remote radio heads, and (1) equipment cabinet inside of proposed compound with supporting equipment. | New | MD Soccerplex Parking Light Pole | 784 | 18031 | Central Park Rd | Boyds | AR | MNCPPC |  |  | 39.152 | -77.3109 | Light Pole | 48 | No | Samantha Eck | 2023-12-12 10:29 |  | Withdrawn | MD Soccerplex |  | https://montgomerycountytfcg.s3.amazonaws.com/Applications/MC2023112230.pdf
2023102214 | T-Mobile | Crown Castle is adding (1) omni canister antenna, (2) 4402 RRHs, (1) 4435 RRH and (1) Triplexer on the utility pole. All the RRHs and triplexer are installed inside the new pole mounted cabinet. | Colocation | PEPCO 805430-310830 | 783 |  | Corner of Braddock Rd and Neely Rd | Silver Spring | R-60 | Montgomery County | PEPCO |  | 39.0166 | -76.981 | Utility Pole | 34 | YES | Keosha Stricklin | 2023-12-08 12:52 | 2024-02-07 | Recommended | MNG-384m1 |  | https://montgomerycountytfcg.s3.amazonaws.com/Applications/MC2023102214+Application+and+Report.pdf
2023112227 | Verizon Wireless | Verizon proposes to remove (6) antennas and (6) RRHs and install (9) antennas and (6) RRHs and upgrade ancillary equipment to the existing cell tower as per plans. There will be no change in tower height. | Minor Modification | Weitzer Property | 123 | 0 | Sugarland Rd | Poolesville | AR | BLUFFING GOAT FARM LLC |  | Private | 39.0857 | -77.3982 | Monopole | 195 | 0 | Nicole Bennett | 2023-11-15 13:03 |  | Withdrawn | Chisel |  | https://montgomerycountytfcg.s3.amazonaws.com/Applications/MC2023112227.pdf
2023112226 | Verizon Wireless | Verizon Wireless is proposing the installation of a 93' temporary monopole on the subject property. The monopole will serve as a replacement facility for the existing site that exists on the roof of the building on the subject property. Verizon proposes to install (6) antennas and (6) RRHs at a RAD center of 93' above ground level. The facility will be enclosed within a 22'x45' fenced compound. Additionally, Verizon is proposing to install (2) equipment cabinets and a roll up generator at ground level, all within the fenced in compound. | New | 7100 Connecticut Temporary Tower | 44.1 | 7100 | Connecticut Ave | Chevy Chase | R-60 | Corso DC LLC |  | Private | 38.9505 | -77.0779 | Monopole | 93 | 0 | Shea Beltran | 2023-11-10 12:57 | 2024-02-07 | Recommended | CC Church Temp |  | https://montgomerycountytfcg.s3.amazonaws.com/Applications/MC2023112226+Application+and+Report.pdf
2023102224 | Verizon Wireless | Verizon Wireless is adding (9) new antennas and (6) new RRHs on existing tower structure. Verizon is adding (2) new proposed equipment cabinets and (1) 30kW diesel generator on newly installed concrete pads on the ground. | Colocation | Pepco Tower 171-S | 470 | 1801 | Ednor Rd | Silver Spring | RC | Pepco | Pepco | Private | 39.1399 | -76.9755 | Tower | 133 | 0 | Shea Beltran | 2023-10-31 12:41 |  | Withdrawn | Ednor |  | https://montgomerycountytfcg.s3.amazonaws.com/Applications/MC2023102224.pdf
2023102222 | Verizon Wireless | Verizon Wireless is adding (9) new antennas and (9) RRHs on the existing building structure. Verizon is adding (2) new proposed equipment cabinets on the ground. | Colocation | Goldsboro Rd Site | 129 | 6400 | Goldsboro Rd | Bethesda | CRT-0.75 C-0.75 R-0.25 H-35 | 6400 Goldsboro LLC |  | Private | 38.9701 | -77.1296 | Building | 55.8 | 0 | John Crooks | 2023-10-25 15:32 | 2023-12-06 | Recommended | Milo |  | https://montgomerycountytfcg.s3.amazonaws.com/Applications/MC2023102222+Application.pdf
2023102221 | Dish Wireless | Dish Wireless is removing (9) existing Sprint antennas. Dish Wireless is adding (3) antennas, (6) diplexers and (6) RRHs on the tower structure. Dish is also adding (1) new equipment cabinet and associated ancillary cabinets on a new metal platform on the ground. Dish wireless is adding (6) ground mounted diplexers as well. | Colocation | Pepco 683-W | 110 | 18300 | Bowie Mill Rd | Olney | RE-1 | Pepco | Pepco | Private | 39.1562 | -77.0925 | Tower | 151 | 0 | Kimberly Pearlingi | 2023-10-20 10:19 | 2023-11-01 | Recommended | DCWDC00914B |  | https://montgomerycountytfcg.s3.amazonaws.com/Applications/MC2023102221+Application.pdf
2023102223 | Dish Wireless | Dish Wireless is removing all existing antennas located at 120' by other carrier on the tower. Dish Wireless is adding (3) antennas, (6) diplexers on the tower structure. Dish is also adding (1) new equipment cabinet and associated ancillary cabinets on a new metal platform on the ground. Dish Wireless is adding (6) ground mounted diplexers and (6) ground mounted RRH's. | Colocation | Pepco 629-S | 297.01 | 13622 | Travilah Rd | North Potomac | R-200 | Pepco | Pepco | Public | 39.0811 | -77.2465 | Tower | 126 | 0 | Kimberly Pearlingi | 2023-10-20 10:10 | 2023-11-01 | Recommended | DCWDC00916C |  | https://montgomerycountytfcg.s3.amazonaws.com/Applications/MC2023102223+Application.pdf
2023102215 | T-Mobile | Crown Castle is adding (1) Omni Canister antenna [Kathrein 84010602], (2) 4402 RRHs [Ericsson 4402], (1) 4435 RRH [Ericsson 4435], (1) Triplexer on the utility pole [TBC B66A+B25+B41]. All RRHs and triplexer are installed inside the new pole mounted equipment cabinet. | Colocation | PEPCO 791421-080200 | 782 | Near 8001 | Blair Mill Rd | Silver Spring | R-10 | Montgomery County | PEPCO |  | 38.9901 | -77.0311 | Utility Pole | 34.08 | Yes | Kelly Surber | 2023-10-10 20:32 | 2024-02-07 | Recommended | MNG-110m1 |  | https://montgomerycountytfcg.s3.amazonaws.com/Applications/MC2023102215+Application+and+Report.pdf
2023102213 | T-Mobile | Crown Castle is adding: (1) Omni canister antenna, (2) 4402 RRHs, (1) 4435 RRH, (1) Triplexer on the utility pole. All the RRH's and triplexer are installed inside the new pole mounted equipment cabinet. | Colocation | PEPCO 794425-910000 | 781 | Near 527 | Dale Dr | Silver Spring | CRT-0.75 C-0.75 R-0.25 H-35 | Montgomery County | PEPCO |  | 39.0004 | -77.0175 | Utility Pole | 42.25 | Yes | Kelly Surber | 2023-10-10 20:17 | 2024-01-10 | Recommended | MNG-103m1 |  | https://montgomerycountytfcg.s3.amazonaws.com/Applications/MC2023102213+Application+and+Report.pdf
2023102212 | T-Mobile | LGY-022m2 - Crown Castle is adding (1) omni canister antenna, (2) 4402 RRHs, (1) 4435 RRH, (1) Triplexer on the utility pole. All the RRHs and triplexer are installed inside the new pole mounted equipment cabinet. | Colocation | PEPCO 803424-160310 | 780 | Near 8600 | 11th Avenue | Silver Spring | R-40 | Montgomery County | PEPCO |  | 38.9987 | -76.9886 | Utility Pole | 37.75 | yes | Kelly Surber | 2023-10-10 19:43 | 2024-01-10 | Recommended | LGY-022m2 |  | https://montgomerycountytfcg.s3.amazonaws.com/Applications/MC2023102212+Application+and+Report.pdf
2023102211 | T-Mobile | MNG-548 - Crown Castle is adding (1) omni canister antenna, (2) 4402 RRHs, (1) 4435 RRH, (1) Triplexer on the utility pole. All the RRHs and triplexer are to be installed inside the new pole mounted equipment cabinet. | Colocation | PEPCO 805428-710390 | 779 | Near 9401 | New Hampshire Ave | Silver Spring | R-60 | SHA | PEPCO |  | 39.0101 | -76.9795 | Utility Pole | 38.5 | Yes | Kelly Surber | 2023-10-10 13:45 | 2024-01-10 | Recommended | MNG-548 |  | https://montgomerycountytfcg.s3.amazonaws.com/Applications/MC2023102211+Application+and+Report.pdf
2023102210 | T-Mobile | MNG-380m1 - Crown Castle is adding (1) omni canister antenna, (2) 4402 RRHs, (1) 4435 RRH and (1) Triplexer on the utility pole. All the RRHs and triplexer are installed inside the new pole mounted equipment cabinet. | Colocation | PEPCO 803425-860050 | 778 | Near 1039 | Quebec Terrace | Silver Spring | R-30 | Montgomery County | PEPCO |  | 39.0007 | -76.986 | Utility Pole | 38.5 | Yes | Kelly Surber | 2023-10-10 13:26 | 2024-01-10 | Recommended | MNG-380m1 |  | https://montgomerycountytfcg.s3.amazonaws.com/Applications/MC2023102210+Application+and+Report.pdf
2023102209 | T-Mobile | MNG-382m1 - Crown Castle is adding: (1) omni canister antenna, (2) 4402 RRHs, (1) 4435 RRH, (1) Triplexer on the utility pole. All the RRHs and triplexer are installed inside the new pole mounted equipment cabinet. | Colocation | PEPCO 804429-430380 | 777 | Near 1316 | Stateside Dr | Silver Spring | R-60 | Montgomery County | PEPCO |  | 39.0126 | -76.9841 | Utility Pole | 38 | Yes | Kelly Surber | 2023-10-10 13:07 | 2024-02-07 | Recommended | MNG-382m1 |  | https://montgomerycountytfcg.s3.amazonaws.com/Applications/MC2023102209+Application+and+Report.pdf
2023102208 | T-Mobile | MNG-405 - Crown Castle is adding: (1) omni canister antenna, (2) 4402 RRHs, (1) 4435 RRH, (1) Triplexer on the utility pole. All the RRHs and triplexer are installed inside the new pole mounted equipment cabinet. | Colocation | PEPCO 787425-930440 | 776 | 1900 | Lyttonsville Rd | Silver Spring | R-10 | Montgomery County | PEPCO |  | 39.0017 | -77.0421 | Utility Pole | 43 | Yes | Kelly Surber | 2023-10-09 16:10 | 2024-02-07 | Recommended | MNG-405 |  | https://montgomerycountytfcg.s3.amazonaws.com/Applications/MC2023102208+Application+and+Report.pdf
2023092206 | Dish Wireless | Dish Wireless DCWDC00953B - Install (3) panel antennas, (6) proposed RRU's, (1) metal platform for (1) equipment cabinet and ancillary equipment on existing rooftop. Per Julie- CTC -antenna volume is not required. This site has not had any collocators on the rooftop Site#775 has been assigned to this site. | Colocation | Park Potomac Building | 775 | 12505 | Park Potomac Ave | Potomac | CRT-1.25, C-0.5, R-0.75, H-100 | PARK POTOMAC BUILDING E LLC |  |  | 39.0603 | -77.1568 | Building | 96 | No | Kimberly Pearlingi | 2023-10-04 15:14 | 2023-11-01 | Recommended | DCWDC00953B |  | https://montgomerycountytfcg.s3.amazonaws.com/Applications/MC2023092206+Application+and+Report.pdf
2023092204 | Verizon Wireless | Upgrade/Modify existing telecommunication facility to include: Remove 6 antennas and install 6 new antennas Remove 6 radios and install 6 new radios Remove 12 diplexers | Minor Modification | Parkside Plaza | 255 | 9039 | Sligo Creek Pkwy | Silver Spring | R-10 | Parkside Plaza Condo |  | Private | 39.0042 | -77.0136 | Building | 150 | 0 | joshua schakola | 2023-09-28 16:38 | 2024-02-07 | Recommended | Parkside Plaza |  | https://montgomerycountytfcg.s3.amazonaws.com/Applications/MC2023092204+Application.pdf
2023092198 | AT&T Wireless | AT&T proposes to install 1 antenna, 2 radio heads, and one equipment cabinet on existing telecommunications facility. | Colocation | Layhill Rd | 242 | 14301 | Layhill Rd | Silver Spring | EOF-1.5, H-75 | Layhill Associates LLC |  | Private | 39.091 | -77.0444 | Building | 24 | 0 | Alexandra E Stim | 2023-09-15 16:03 | 2023-12-06 | Recommended | LITE SITE - LAYHILL |  | https://montgomerycountytfcg.s3.amazonaws.com/Applications/MC2023092198+Application.pdf
2023092201 | Verizon Wireless | Verizon is proposing to install 2 dish antennas with ancillary equipment on an existing monopole. | Minor Modification | DJW Monopole | 481 | 14495 | Southlawn Ln | Rockville | IH-2.5, H-70 | DJW | DJW LLC | Private | 39.0941 | -77.142 | Monopole | 74 | 0 | Aleks Melbardis | 2023-09-08 15:14 | 2023-11-01 | Recommended | Southlawn |  | https://montgomerycountytfcg.s3.amazonaws.com/Applications/MC2023092201+Application.pdf
2023092200 | T-Mobile | T-Mobile is removingin (3) existing Sprint antennas, (3) existing Sprint ground mounted RRHs and all the associated Sprint equipment cabinets on the ground. T-Mobile is adding (9) antennas and (6) RRH(s) on existing tower structure. T-Mobile is adding (2) new equipment cabinets on the ground. | Minor Modification | Pepco 102-S | 305 | 8700 | Snouffer School Rd (block of) | Gaithersburg | R-200 | Pepco | Pepco | Private | 39.1854 | -77.1824 | Tower | 134 | 0 | Corinne Fear | 2023-09-08 13:31 | 2023-12-06 | Recommended | 7WAN772C |  | https://montgomerycountytfcg.s3.amazonaws.com/Applications/MC2023092200+Application.pdf
2023092199 | Other | American Tower proposes to remove (3) existing antennas, (5) radios, (1) radio waves, (2) mounts, (9) cable lines as well as install foundation pads. | Minor Modification | Kruhm Farm Tower | 118 | 16001 | Kruhm Rd | Burtonsville | RC | Fred Kruhm |  | Private | 39.1217 | -76.9453 | Tower | 190 | 0 | Samantha Eck | 2023-09-08 11:27 | 2023-11-01 | Recommended | 305130 |  | https://montgomerycountytfcg.s3.amazonaws.com/Applications/MC2023092199+Application.pdf
2023082192 | T-Mobile | T-Mobile proposes to install (9) antennas, (6) RRH, (11) antennas mounts, (1) 31' x 11' equipment platform to place (2) cabinets, (1) 50KW natural gas generator, and other equipment on the rooftop. | Colocation | The Grand Apartments | 737 | 5801 | Nicholson Lane | Rockville | CR-2.5 C-0.25 R-2.5 H-190 T | Wisconsin Park Asscoiates, LP |  | Private | 39.0462 | -77.1142 | Building | 187 | 0 | Corinne Fear | 2023-08-01 15:30 | 2023-11-01 | Recommended | 7WAN731A |  | https://montgomerycountytfcg.s3.amazonaws.com/Applications/MC2023082192+Application+and+Report.pdf
2023082191 | T-Mobile | The proposed project installs a concrete pad, optional standby generator system and ancillary equipment at the existing telecommunications facility. | Minor Modification | Wesley Grove Church Monopine | 248.02 | 23612(AKA 23630) | Woodfield Rd | Gaithersburg | RE-2 | Wesley Grove Church |  | Private | 39.2435 | -77.1875 | Monopine | 80 | 0 | Samantha Eck | 2023-08-01 11:50 | 2023-10-04 | Recommended | Woodfield MD |  | https://montgomerycountytfcg.s3.amazonaws.com/Applications/MC2023082191+Application.pdf
2023082190 | Other | The proposed project installs a concrete generator pad and an optional generator standby system with ancillary equipment. | Minor Modification | Troop 52 Forest Preserve | 113 | 16100 | Darnestown Rd | Dawsonville | AR | Seneca Creek Forest Preserve Inc |  | Private | 39.1343 | -77.335 | Tower | 180 | 0 | Samantha Eck | 2023-08-01 11:18 | 2023-10-04 | Recommended | Dawsonville MD 2 |  | https://montgomerycountytfcg.s3.amazonaws.com/Applications/MC2023082190+Application.pdf
2023072188 | Verizon Wireless | Verizon to remove (11) antennas and (8) RRH's. Install (12) new antennas and (12) RRH's. (4) of the proposed antennas have integrated antennas. | Minor Modification | Suburban Propane | 143 | 35 | Derwood Cir | Rockville | IM-2.5 H-50 | Suburban Propane |  | Private | 39.1032 | -77.1542 | Tower | 215 | 0 | Karen Cancro | 2023-07-31 14:50 | 2023-11-01 | Recommended | Westmore |  | https://montgomerycountytfcg.s3.amazonaws.com/Applications/MC2023072188+Application.pdf
2023072185 | Verizon Wireless | Verizon proposes to add (2) proposed Dish Antennas and (2) antenna mounts, with ancillary equipment on an existing monopole, per plans. | Minor Modification | Moyer Moving and Storage | 502 | 13050 | Shawnee Ln | Clarksburg | EOF-0.75/H-100T | Moyer and Sons, Inc. |  | Public | 39.2276 | -77.2708 | Monopole | 120 | 0 | Aleks Melbardis | 2023-07-28 10:31 | 2023-10-04 | Recommended | Comsat |  | https://montgomerycountytfcg.s3.amazonaws.com/Applications/MC2023072185+Application.pdf
2023072186 | T-Mobile | T-Mobile is proposing to install a new 4'x8' equipment platform, (9) new antennas, (6) new RRUs, (1) Radio dish antenna, (1) PTP670 Radio, (2) chimney mounts, (8) horizontal pipe rails, (10) vertical mount rails, (3) hybrids, (2) new cabinets, (1) generator w/trailer, and (1) transformer, | Colocation | Yeshiva School Rooftop | 774.1 | 2010 | Linden Lane | Silver Spring | R-60 | Montgomery County |  |  | 39.0083 | -77.0445 | Building | 66 | No | James Marquez | 2023-07-17 14:10 | 2023-10-04 | Recommended | 7WAN042A - Yeshiva School |  | https://montgomerycountytfcg.s3.amazonaws.com/Applications/MC2023072186+Application+and+Report.pdf
2023072184 | AT&T Wireless | Proposed AT&T 122' temporary tower. 9 proposed antennas, 12 proposed RRHS, 3 DC9s, fiber and power cables. Proposed ground compound to include 3 temporary cabinets. The temporary tower and compound to house Verizon (app# 2023072183) and T-Mobile (app# 2023072180) as well. | New | Yeshiva Temp Monopole | 774 | 2010 | Linden Lane | Silver Spring | R-60 | Montgomery County |  |  | 39.0082 | -77.0447 | Monopole | 122 | No | Samantha Twinam | 2023-07-14 11:13 | 2023-10-04 | Recommended | Dunnavant relo for Boyer Place |  | https://montgomerycountytfcg.s3.amazonaws.com/Applications/MC2023072184+Application+and+Report.pdf
2023072183 | Verizon Wireless | Verizon is adding (9) antennas and (9) RRHs on a new temporary monopole structure. Verizon is adding (2) new equipment cabinets on a new proposed equipment platform on the ground. | Colocation | Yeshiva Temp Monopole | 774 | 2010 | Linden Lane | Silver Spring | R-60 | Montgomery County |  |  | 39.0082 | -77.0447 | Monopole | 122 | No | James Marquez | 2023-07-13 17:03 | 2023-10-04 | Recommended | Temp Tower - Yeshiva School |  | https://montgomerycountytfcg.s3.amazonaws.com/Applications/MC2023072183+Application+and+Report.pdf
2023072180 | T-Mobile | On a temporary tower T-Mobile plans to install (9) antennas, (3) per sector. (6) remote radio heads, (3) per sector. (1) radio waves HPD2-5.2 dish antenna, (1) cambium PTP670 radio, (2) chimney mounts, (8) horizontal pipe rails, (10) vertical mount pipes, (3) 6x12 4AWG hybrid cables, (1) 6160 equipment cabinet, (1) B160 battery cabinet, (1) transformer, (1) 4.0' x 8.0' equipment platform, (1) generator with trailer, and (1) equipment H-frame | Colocation | Yeshiva Temp Monopole | 774 | 2010 | Linden Lane | Silver Spring | R-60 | Montgomery County |  |  | 39.0082 | -77.0447 | Monopole | 122 | No | John Crooks | 2023-07-13 13:58 | 2023-10-04 | Recommended | Yeshiva School |  | https://montgomerycountytfcg.s3.amazonaws.com/Applications/MC2023072180+Application+and+Report.pdf
2023072178 | T-Mobile | INSTALL: (9) antennas, (6) remote radio heads, (1) equipment platform, (1) RBS 6102 cabinet, (2) 6160 equipment cabinets, (2) B160 battery cabinets, (3) 6x24 4AWG hybrid cables | Colocation | Holy Cross Hospital South Building | 257.1 | 1500 | Forest Glen Rd | Silver Spring | R-60 | Holy Cross Hospital of Silver Spring |  | Private | 39.0142 | -77.0353 | Building | 145.6 | No | John Crooks | 2023-07-12 16:32 | 2023-09-06 | Recommended | Holy Cross Hospital South Building |  | https://montgomerycountytfcg.s3.amazonaws.com/Applications/MC2023072178+Application+and+Report.pdf
2023062172 | T-Mobile | T-Mobile proposes to install 9 antennas, 6 RRH's, 12 antenna mounts, 1 equipment pad and 2 cabinets, per plans. | Colocation | PEPCO 21-S | 773 | 2000 | Beallsville Rd | Beallsville | AG | PEPCO | PEPCO |  | 39.1868 | -77.4098 | Tower | 125 | No | Corinne Fear | 2023-06-05 16:14 | 2023-08-02 | Recommended | 7WAN770B |  | https://montgomerycountytfcg.s3.amazonaws.com/Applications/MC2023062172+Application+and+Report.pdf
2023052169 | T-Mobile | MNG-409 Install on existing wood utility pole -Ericsson 6523 semi-integrated panel antenna (1) -Ericsson 6525 semi-integrated panel antenna (1) -Ericsson Diplex Filter B2+B66/B30 (4-2) Diplexer (2) -Ericsson 4402 Radio (2) -Strand Cable | Colocation | PEPCO 787424-540730 | 772 |  | Corner of Leonard Dr & Porter Rd | Silver Spring | R-60 | Montgomery County | PEPCO | Public | 38.9997 | -77.0435 | Utility Pole | 34.3 | Yes | Keosha Stricklin | 2023-05-31 16:27 | 2023-08-02 | Recommended | MNG-409 |  | https://montgomerycountytfcg.s3.amazonaws.com/Applications/MC2023052169+Application+and+Report.pdf
2023052168 | T-Mobile | Install on existing wood utility pole. -Strand Cable -Ericsson 6523 semi-integrated panel antenna (1) -Ericsson 6525 semi-integrated panel antenna (1) -Ericsson Diplex Filter B2+B66/B30 (4-2) Diplexer (2) -Ericsson 4402 radio (2) -Ericsson 4435 radio (1) | Colocation | PEPCO 798421-9250 | 771 |  | Corner Houston Ave & Roanoke Ave | Takoma Park | R-10 | Takoma Park | PEPCO | Public | 38.9909 | -77.0035 | Utility Pole | 33.8 | Yes | Keosha Stricklin | 2023-05-31 15:57 | 2023-09-06 | Recommended | MNG-093m1 |  | https://montgomerycountytfcg.s3.amazonaws.com/Applications/MC2023052168+Application+and+Report.pdf
2023052165 | Verizon Wireless | Verizon proposes to add (2) proposed Dish Antennas with ancillary equipment on an existing shelter, per plans. | Minor Modification | Renaissance Plaza Apts | 16 | 14000 | Castle Blvd | Silver Spring | R-20 | Renaissance Plaza Condo |  | Private | 39.0858 | -76.9419 | Building | 100 | 0 | Aleks Melbardis | 2023-05-23 10:07 | 2023-11-01 | Recommended | Castleleigh |  | https://montgomerycountytfcg.s3.amazonaws.com/Applications/MC2023052165+Application.pdf
2023052163 | Verizon Wireless | Verizon proposes to add (2) proposed Dish Antennas with ancillary equipment on an existing shelter, per plans. | Minor Modification | Classic Residence | 19 | 8100 | Connecticut Ave | Chevy Chase | R-10 | SNH CCMD Properties LLC |  | Private | 38.9917 | -77.0778 | Building | 138 | 0 | Aleks Melbardis | 2023-05-19 09:33 | 2023-11-01 | Recommended | Rollingwood |  | https://montgomerycountytfcg.s3.amazonaws.com/Applications/MC2023052163+Application.pdf
2023052162 | Verizon Wireless | Verizon proposes to add (2) proposed Dish Antennas with ancillary equipment on an existing shelter, per plans. | Minor Modification | Colesville Towers | 562 | 8811 | Colesville Rd | Silver Spring | CR-3.0 C-3.0 R-3.0 H-100 | Tower Apartment EHDRT LLC ET AL |  | Private | 38.9998 | -77.0256 | Building | 112 | 0 | Aleks Melbardis | 2023-05-19 09:22 | 2023-10-04 | Recommended | Sensitivity |  | https://montgomerycountytfcg.s3.amazonaws.com/Applications/MC2023052162+Application.pdf
2023052161 | Verizon Wireless | Verizon proposes to add (2) proposed Dish Antennas with ancillary equipment on an existing shelter, per plans. | Minor Modification | EZ Storage - Takoma Park | 388 | 1352 | Holton Ln | Adelphi | CRT-2.5 C-2.5 R-1.5 H-80 | Takoma Park Land LLLP |  | Private | 38.9858 | -76.9853 | Building | 33.3 | 0 | Aleks Melbardis | 2023-05-19 09:01 | 2023-09-06 | Recommended | Langley Park |  | https://montgomerycountytfcg.s3.amazonaws.com/Applications/MC2023052161+Application.pdf
2023052157 | AT&T Wireless | AT&T proposes to REMOVE (3) existing antennas and (12) diplexers, DECOMMISSION (1) UMTS cabinet and INSTALL (6) new NOKIA antennas, (2) new rectifiers, (5) new standoff mounts and (2) new side arm mounts. | Minor Modification | Continental Plaza | 154 | 7101 | Wisconsin Ave | Bethesda | CR-3.0 C-3.0 R-2.75 H-145 | 7101 Wisconsin Owner LLC |  | Private | 38.9803 | -77.0918 | Building | 145 | 0 | Ryan Fitzgerald | 2023-05-19 08:30 | 2023-07-05 | Recommended | Strathmoore |  | https://montgomerycountytfcg.s3.amazonaws.com/Applications/MC2023052157+Application.pdf
2023052160 | T-Mobile | MNG-161m1 Install on existing wood utility pole. -Strand Cable -Ericsson 6523 semi-integrated panel antenna (1) -Ericsson 6525 semi-integrated panel antenna (1) -Ericsson Diplex Filter B2+B66/B30 (4-2) Diplexer (2) -Ericsson 4402 Radio (2) -Ericsson 4435 Radio (1) | Colocation | PEPCO 795421-180920 | 770 | 701 | Silver Spring Ave | Silver Spring | R-60 | Montgomery County | PEPCO | Public | 38.992 | -77.0166 | Utility Pole | 43.9 | Yes | Keosha Stricklin | 2023-05-17 16:19 | 2023-06-07 | Recommended | MNG-161m1 |  | https://montgomerycountytfcg.s3.amazonaws.com/Applications/MC2023052160+Application+and+Report.pdf
2023052159 | AT&T Wireless | AT&T proposes to REMOVE (6) existing antennas, (1) cabinet, RELOCATED (6) RRHs and INSTALL (3) Commscope antennas, (6) NOKIA antennas and (2) rectifiers. | Minor Modification | Kenwood Country Club | 30 | 5601 | River Rd | Bethesda | R-90 | Kenwood Country Club |  | Private | 38.9766 | -77.1142 | Tower | 230 | 0 | Ryan Fitzgerald | 2023-05-17 12:18 |  | Withdrawn | Radnor Rd |  | https://montgomerycountytfcg.s3.amazonaws.com/Applications/MC2023052159.pdf
2023052158 | T-Mobile | Install on PEPCO replaced wood pole: -Ericsson 4435 Radio (1) -Ericsson 4402 Radio (2) -Kathrein 84010602 Antenna (1) -TBC B66A+B25+B41 Triplexer (1) -Charles Shroud SHRD52-991 (1) | Colocation | PEPCO 789421-700970 | 769 | Near 8300 | Colesville Rd | Silver Spring | CR-5.0, C-5.0, R-5.0, H-240 | MD SHA | PEPCO | Public | 38.9922 | -77.0359 | Utility Pole | 43.5 | Yes | Keosha Stricklin | 2023-05-16 21:20 | 2023-09-06 | Recommended | MNG-532m1 |  | https://montgomerycountytfcg.s3.amazonaws.com/Applications/MC2023052158+Application+and+Report.pdf
2023052156 | T-Mobile | MNG-167 Install New -Ericsson 4435 Radio (1) -Ericsson 4402 Radio (2) -TBC B66A+B25+B41 Triplexer (1) -Kathrein 8401060x Antenna (1) | Colocation | PEPCO 799412-8177 | 768 | Near 6300 | New Hampshire Ave | Takoma Park | CRT-1.5 C-1.5 R-0.5 H-50 | MD SHA | PEPCO | Public | 38.9666 | -77.002 | Utility Pole | 46 | Yes | Keosha Stricklin | 2023-05-15 16:41 | 2023-08-02 | Recommended | MNG-167 |  | https://montgomerycountytfcg.s3.amazonaws.com/Applications/MC2023052156+Application+and+Report.pdf
2023052155 | T-Mobile | Install New -Ericsson 4435 Radio (1) -Ericsson 4402 Radio (2) -MI-3000-2043 Triplexer (1) -Charles Shroud SH52-991 -Kathrein 84010602 Antenna (1) | Colocation | Pepco 802423-370300 | 608 | 1113 | Chickasaw Dr | Silver Spring | R-60 | Montgomery County ROW | Pepco | Private | 38.9958 | -76.9894 | Utility Pole | 42.8 | -1 | Keosha Stricklin | 2023-05-15 15:56 | 2023-12-06 | Recommended | LGY-029m1 |  | https://montgomerycountytfcg.s3.amazonaws.com/Applications/MC2023052155+Application+and+Report.pdf
2023052154 | T-Mobile | Install New -Ericsson 4435 Radio (1) -Ericsson 4402 Radio (2) -Charles Shroud SH52-991 - Kathrein 84010602 Antenna (1) -MI-3000-2043 Triplexer (1) | Colocation | PEPCO 799423-050560 | 767 |  | Corner Flower Ave & Domer Ave | Takoma Park | R-10 | Takoma Park | PEPCO | Public | 38.9966 | -77.0031 | Utility Pole | 44.2 | Yes | Keosha Stricklin | 2023-05-15 15:25 | 2023-09-06 | Recommended | LGY-024m1 |  | https://montgomerycountytfcg.s3.amazonaws.com/Applications/MC2023052154+Application+and+Report.pdf
2023052153 | AT&T Wireless | AT&T proposes to REMOVE (4) existing antennas, (3) RRHs and (1) cabinet and INSTALL (6) new NOKIA antennas, (3) new COMMSCOPE antennas, (1) new KATHREIN 90010966 antenna, (6) new RRH Dual brackets, (6) new RRHs and (2) new rectifiers. | Minor Modification | Extra Space Storage | 350 | 19500 | Frederick Rd | Germantown | GR-1.5 H-45 | Extra Space Properties 131 LLC |  | Private | 39.1755 | -77.24 | Monopole | 120 | 0 | Ryan Fitzgerald | 2023-05-15 12:48 | 2023-07-05 | Recommended | Madrigal |  | https://montgomerycountytfcg.s3.amazonaws.com/Applications/MC2023052153+Application.pdf
2023052152 | AT&T Wireless | AT&T proposes to REMOVE (12) existing antennas and (9) RRHs, RELOCATE (6) RRHs and INSTALL (12) new antennas, (3) RRHs and (1) rectifier. | Minor Modification | Glenmont Tank | 12 | 12413 | Georgia Ave | Silver Spring | CR-2.0 C-0.5 R-1.75 H-120 | WSSC | WSSC | Public | 39.0616 | -77.0516 | Water Tank | 183 | 0 | Ryan Fitzgerald | 2023-05-11 12:59 | 2023-06-07 | Recommended | Flack Street |  | https://montgomerycountytfcg.s3.amazonaws.com/Applications/MC2023052152+Application.pdf
2023052151 | AT&T Wireless | AT&T proposes to remove (3) existing antennas and (1) mount location, relocate (4) existing antennas and install (6) new antennas, (1) new wall mount, (4) new pip-to-pipe mounts and (2) new rectifiers. | Minor Modification | Hampshire Towers | 326 | 7401 | New Hampshire Ave | Takoma Park | CRT-2.0, C-0.5, R-1.5, H-130 | Oxon Equities Corp |  | Private | 38.9834 | -76.9872 | Building | 95.83 | 0 | Ryan Fitzgerald | 2023-05-10 08:06 | 2023-06-07 | Recommended | Gail Brenner |  | https://montgomerycountytfcg.s3.amazonaws.com/Applications/MC2023052151+Application.pdf
2023042148 | AT&T Wireless | AT&T proposes to REMOVE (9) existing antennas and (3) RRHs and INSTALL (12) new antennas and (4) new rectifiers. | Minor Modification | Educational Systems FCU | 457 | 15901 | Frederick Rd | Rockville | CR-2.0, C-1.0, R-1.5, H-120 | Educational Systems FCU |  | Private | 39.1162 | -77.1665 | Building | 37 | 0 | Ryan Fitzgerald | 2023-05-08 15:55 | 2023-07-05 | Recommended | Redland |  | https://montgomerycountytfcg.s3.amazonaws.com/Applications/MC2023042148+Application.pdf
2023052150 | T-Mobile | The Proposed Project installs an optional standby generator system, automatic transfer switch, generator auxiliary power distribution, and remote monitoring communications for a pre-existing cell tower within the current enclosed leased area. | Minor Modification | Warfield Property | 423 | 25723 | Woodfield Rd | Damascus | RNC | James Warfield |  | Private | 39.2754 | -77.2013 | Monopole | 149 | 0 | Patrick Owens | 2023-05-08 15:31 | 2023-07-05 | Recommended | District 12 Damascus MD |  | https://montgomerycountytfcg.s3.amazonaws.com/Applications/MC2023052150+Application.pdf
2023052149 | Dish Wireless | DISH proposes to co-locate on a pre-existing telecommunications facility - installing antenna mount, 3 antenna panels, 6 RRU's and install equipment cabinet on proposed rooftop. | Colocation | Shady Grove Medical Center | 401 | 9850 | Key West Ave | Darnestown | CR-1.0 C-0.5 R-1.0 H-150 | HSRE-Cap Med Shady Grove Med Village LLC |  | Private | 39.1004 | -77.2104 | Building | 52 | 0 | Samantha Eck | 2023-05-08 11:19 | 2023-06-07 | Recommended | DCWDC00306A |  | https://montgomerycountytfcg.s3.amazonaws.com/Applications/MC2023052149+Application.pdf
2023032133 | Verizon Wireless | Verizon Wireless is removing (12) antennas, (3) TMAs and (3) Diplexers from the tower and (6) RRHs from the shelter. They are installing (9) antennas and (9) RRHs on the tower. | Minor Modification | Pepco 674-E | 170 | 5200 | Olney-Laytonsville Rd | Olney | RE-1 | Pepco | Pepco | Private | 39.1798 | -77.1045 | Tower | 147.5 | 0 | Ryan Gonzales | 2023-04-12 09:08 | 2023-05-03 | Recommended | Brass Bucket |  | https://montgomerycountytfcg.s3.amazonaws.com/Applications/MC2023032133+Application.pdf
2023042145 | T-Mobile | -Strand Cable -Ericsson 6523 semi-integrated panel antenna (1) -Ericsson 6525 semi-integrated panel antenna (1) -Ericsson Diplex Filter B2+B66/B30 (4-2) Diplexer (2) -Ericsson 4402 Radio (2) -Ericsson 4435 Radio (1) | Colocation | PEPCO 794417-390280 | 766 |  | Corner Baltimore Ave & Takoma Ave | Takoma Park | R-60 | Takoma Park | PEPCO | Public | 38.9793 | -77.0194 | Utility Pole | 33 | Yes | Keosha Stricklin | 2023-04-10 16:27 | 2023-06-07 | Recommended | MNG-150m2 |  | https://montgomerycountytfcg.s3.amazonaws.com/Applications/MC2023042145+Application+and+Report.pdf
2023042144 | T-Mobile | -Strand Cable -Ericsson 6523 semi-integrated panel antenna (1) -Ericsson 6525 semi-integrated panel antenna (1) -Ericsson Diplex Filter B2+B66/B30 (4-2) Diplexer (2) -Ericsson 4402 Radio (2) -Ericsson 4435 Radio (1) | Colocation | PEPCO 799422-243180 | 765 |  | Corner Hudson Ave & Flower Ave | Takoma Park | R-10 | Takoma Park | PEPCO | Public | 38.9925 | -77.0023 | Utility Pole | 43 | Yes | Keosha Stricklin | 2023-04-10 16:00 | 2023-05-03 | Recommended | MNG-094m1 |  | https://montgomerycountytfcg.s3.amazonaws.com/Applications/MC2023042144+Application+and+Report.pdf
2023042143 | T-Mobile | -Ericsson 6523 semi-integrated panel antenna (1) -Ericsson 6525 semi-integrated panel antenna (1) -Ericsson Diplex Filter B2+B66/B30 (4-2) Diplexer (2) -Ericsson 4402 Radio (2) -Ericsson 4435 Radio (1) | Colocation | PEPCO 803430-770360 | 764 | 9709 | E Light Dr | Silver Sprint | R-60 | Montgomery County | PEPCO | Public | 39.0152 | -76.9864 | Utility Pole | 42 | Yes | Keosha Stricklin | 2023-04-10 15:11 | 2023-05-03 | Recommended | MNG-385m1 |  | https://montgomerycountytfcg.s3.amazonaws.com/Applications/MC2023042143+Application+and+Report.pdf
2023042141 | Verizon Wireless | Remove (12) Antennas and (6) RRHs. Install (9) Antennas and (9) RRHs on new Mount. Upgrade ground equipment within existing shelter. | Minor Modification | Public Storage Prosperity | 402 | 12355 | Prosperity Dr | Silver Spring | CR-0.75 C-0.75 R-0.25 H-75 | Public Storage LP |  | Private | 39.0579 | -76.9655 | Monopole | 140 | 0 | Andrea Holzer | 2023-04-04 09:55 | 2023-05-03 | Recommended | Prosperity |  | https://montgomerycountytfcg.s3.amazonaws.com/Applications/MC2023042141+Application.pdf
2023042139 | AT&T Wireless | Installation of 12 antennas, 13 RRhs, an equipment platform, and components supporting antennas operation as described per drawings | Colocation | Turquise Trail | 763 | 10613 | Georgia Ave | Silver Spring | R-60 | United Presbyterian Church of the At |  |  | 39.0294 | -77.0469 | Building | 39 | No | Ryan Conn | 2023-04-03 10:49 |  | Withdrawn | Turquise Trail |  | https://montgomerycountytfcg.s3.amazonaws.com/Applications/MC2023042139.pdf
2023042140 | AT&T Wireless | AT&T proposes the removal of (3) antennas and the installation of (6) antennas. AT&T will also look to upgrade ancillary equipment as needed. | Minor Modification | Baptist Home | 147 | 6301 | Greentree Rd | Bethesda | R-60 | Baptist Home for Children |  | Private | 39.0026 | -77.1273 | Monopole | 120 | 0 | Logan Harthman | 2023-04-03 10:09 | 2023-05-03 | Recommended | Bradley Hills |  | https://montgomerycountytfcg.s3.amazonaws.com/Applications/MC2023042140+Application.pdf
2023032138 | T-Mobile | Remove (1) MW Dish Antenna, (1) ODU, and (1) Coax Cable. Install (1) new MW Dish Antenna, (2) ODU(s), (2) Control Cables, and (2) Hybrid Cables. | Minor Modification | McDonnell Property | 93.01 | 20315 | Georgia Ave | Brookeville | RC | Timothy McDonnell |  | Private | 39.1899 | -77.0607 | Monopole | 188 | 0 | James Marquez | 2023-03-31 12:30 | 2023-05-03 | Recommended | 7WAN176A |  | https://montgomerycountytfcg.s3.amazonaws.com/Applications/MC2023032138+Application.pdf
2023032137 | T-Mobile | Remove (1) MW dish antenna, (2) ODUs, and (1) .41" LMR400 line. Install (1) new MW dish antenna, (2) ODUs, (2) .51" hybrid cables, and (1) .51" control cables. | Minor Modification | Quail Hill Farms | 90 | 301 | Quailhill Drive | Brookeville | R | Andrew Austin |  | Private | 39.1628 | -77.0056 | Monopole | 170 | 0 | James Marquez | 2023-03-31 11:58 | 2023-05-03 | Recommended | 7WAN175A |  | https://montgomerycountytfcg.s3.amazonaws.com/Applications/MC2023032137+Application.pdf
2023032135 | T-Mobile | -Strand Cable -Ericsson 6523 semi-integrated panel antenna (1) -Ericsson 6525 semi-integrated panel antenna (1) -Ericsson Diplex Filter B2+B66/B30 (4-2) Diplexer (2) -Ericsson 4402 Radio (2) -Ericsson 4435 Radio (1) | Colocation | Pepco 806432-5346 | 669 | 10149 | New Hampshire Ave | Silver Spring | CRT-1.5 C-1.0 R-1.0 H-75 | State Highway ROW | PEPCO | Public | 39.021 | -76.9767 | Utility Pole | 52 | -1 | Keosha Stricklin | 2023-03-28 12:03 | 2023-05-03 | Recommended | MNG-387 |  | https://montgomerycountytfcg.s3.amazonaws.com/Applications/MC2023032135+Application+and+Report.pdf
2023032134 | T-Mobile | T-Mobile proposes to remove 3 antennas and 2 cabinets. T-Mobile proposes to install 3 new antennas, 9 new RRH's, and 2 new cabinets within pre-existing telecommunications facility, per plans. | Minor Modification | Pepco 750424-2478 | 759 |  | River Rd | Potomac | RE-2 | PEPCO | Pepco | Public | 38.9997 | -77.1749 | Utility Pole | 56 | -1 | Corinne Fear | 2023-03-27 15:43 |  | Withdrawn | 7WAN337A |  | https://montgomerycountytfcg.s3.amazonaws.com/Applications/MC2023032134.pdf
2023032131 | AT&T Wireless | EXISTING AT&T GENERATOR TO BE REMOVED AND REPLACED WITH PROPOSED AT&T GENERAC COMPACT 30kW DIESEL GENERATOR. EXISTING AT&T 8'-0" X 6'-0" CONCRETE PAD TO BE MODIFIED AS NEEDED. | Minor Modification | Goldsboro Rd Site | 129 | 6400 | Goldsboro Rd | Bethesda | CRT-0.75 C-0.75 R-0.25 H-35 | 6400 Goldsboro LLC |  | Private | 38.9701 | -77.1296 | Building | 55.8 | 0 | Catherine Conklin | 2023-03-16 16:18 | 2023-06-07 | Recommended | Glen Echo |  | https://montgomerycountytfcg.s3.amazonaws.com/Applications/MC2023032131+Application.pdf
2023022113 | T-Mobile | PROPOSED: (9) antennas, (6) remote radio heads, (1) equipment platform, (1) RBS 6102 cabinet, (2) 6160 equipment cabinets, (2) B160 battery cabinets, (3) 6x24 4AWG hybrid cables | Colocation | Holy Cross Hospital South Building | 257.1 | 1500 | Forest Glen Rd | Silver Spring | R-60 | Holy Cross Hospital of Silver Spring |  | Private | 39.0142 | -77.0353 | Building | 145.6 | No | John Crooks | 2023-03-10 13:24 |  | Withdrawn | DCYH0M7A (7WAN769A) |  | https://montgomerycountytfcg.s3.amazonaws.com/Applications/MC2023022113.pdf
2023032130 | AT&T Wireless | AT&T proposes to REMOVE (3) existing antennas, (2) cabinets, (6) rectifiers, (8) converters, RELOCATE (3) existing RRHs and INSTALL (3) new stacked antenna units for a total (6) new NOKIA antennas, (11) new rectifiers and (2) new converters. | Minor Modification | Westlake Towers | 155 | 7420 | Westlake Terr | Bethesda | R-H | Westlake Park Condo |  | Private | 39.026 | -77.1508 | Building | 144.5 | 0 | Ryan Fitzgerald | 2023-03-09 11:42 | 2023-05-03 | Recommended | Arizona |  | https://montgomerycountytfcg.s3.amazonaws.com/Applications/MC2023032130+Application.pdf
2023032129 | AT&T Wireless | AT&T is adding (6) new antennas at the existing monopole site. AT&T is removing (2) existing cabinets and adding (1) new cabinet on the ground. | Minor Modification | Shady Grove Post Office | 49 | 16501 | Shady Grove Rd | Gaithersburg | IM-0.5 H-75 | United States Postal Service | Federal | Public | 39.1264 | -77.17 | Monopole | 146 | 0 | Logan Harthman | 2023-03-08 14:17 | 2023-04-05 | Recommended | Crabbs Way |  | https://montgomerycountytfcg.s3.amazonaws.com/Applications/MC2023032129+Application.pdf
2023032128 | AT&T Wireless | AT&T is removing (9) existing antennas, (6) TMAs, (6) diplexers and (6) RRHs. They are adding (12) new antennas and (6) new RRHs at the existing monopole site. AT&T is removing (1) UMTS cabinet on the ground. | Minor Modification | Leaman Property | 86 | 13820 | Clopper Rd | Boyds | R-200 | American Tower Asset Sub 2 LLC |  | Private | 39.1652 | -77.2908 | Monopole | 125 | 0 | Logan Harthman | 2023-03-08 13:55 | 2023-04-05 | Recommended | Old Germantown, MD |  | https://montgomerycountytfcg.s3.amazonaws.com/Applications/MC2023032128+Application.pdf
2023032127 | AT&T Wireless | AT&T is removing (9) existing antennas and they are adding (12) new antennas at the existing monopole site. AT&T is removing (2) existing cabinets and adding (1) new cabinet on the ground. AT&T will also look to upgrade and modify ancillary equipment as needed. | Minor Modification | Trolley Museum | 336 | 1313 | Bonifant Rd | Silver Spring | RE-2 | M-NCPPC | M-NCPPC | Public | 39.0971 | -77.0327 | Monopole | 135 | 0 | Logan Harthman | 2023-03-08 13:36 | 2023-04-05 | Recommended | Brookside Gardens MD, MD |  | https://montgomerycountytfcg.s3.amazonaws.com/Applications/MC2023032127+Application.pdf
2023032126 | AT&T Wireless | AT&T proposes the removal of (3) antennas and the installation of (6) antennas. AT&T will also look to upgrade and modify ancillary equipment as needed. | Minor Modification | Super Fresh Shopping Ctr. | 52 | 3901 | Aspen Hill Rd | Silver Spring | CRT-2.25 C-1.5 R-0.75 H-75 | LDG Inc |  | Private | 39.0821 | -77.079 | Monopole | 116 | 0 | Logan Harthman | 2023-03-08 13:17 | 2023-04-05 | Recommended | Superfresh Aspen Hill, MD |  | https://montgomerycountytfcg.s3.amazonaws.com/Applications/MC2023032126+Application.pdf
2023032125 | AT&T Wireless | AT&T proposes the installation of (12) antennas and the removal of (9) antennas. AT&T also proposes the upgrade and modification of ancillary equipment as needed. | Minor Modification | Argyle Country Club | 111 | 14600 | Argyle Club Rd | Silver Spring | RE-2 | Argyle Land Company |  | Private | 39.0961 | -77.0526 | Monopole | 125 | 0 | Logan Harthman | 2023-03-08 13:04 | 2023-05-03 | Recommended | Colesville, MD |  | https://montgomerycountytfcg.s3.amazonaws.com/Applications/MC2023032125+Application.pdf
2023032124 | AT&T Wireless | AT&T proposes the removal of (6) antennas and the installation of (12) antennas. AT&T also proposes the upgrade and modification of proposed and existing ancillary equipment as needed. | Minor Modification | Sandy Spring VFD 40 | 117 | 16911 | Georgia Ave | Olney | RE-2 | Sandy Spring Vol. Fire Dept. | Fire | Private | 39.1336 | -77.068 | Monopole | 150 | 0 | Logan Harthman | 2023-03-08 12:38 | 2023-05-03 | Recommended | Olney MD |  | https://montgomerycountytfcg.s3.amazonaws.com/Applications/MC2023032124+Application.pdf
2023032123 | AT&T Wireless | AT&T proposes to REMOVE (3) existing antennas and INSTALL (6) new NOKIA antennas, (1) new rectifier and (4) new standoff mounts. | Minor Modification | Silver Spring Towers | 178 | 816 | Easley St | Silver Spring | CR-1.5 C-1.0 R-1.5 H-60 T | Silver Spring Towers Apts LLC |  | Private | 38.9938 | -77.0233 | Building | 141 | 0 | Ryan Fitzgerald | 2023-03-08 10:27 | 2023-04-05 | Recommended | Bonifant |  | https://montgomerycountytfcg.s3.amazonaws.com/Applications/MC2023032123+Application.pdf
2023032122 | AT&T Wireless | AT&T proposes to REMOVE (3) existing antennas, (6) TMAs and (6) diplexers, RELOCATE (6) existing antennas and (12) RRHs and INSTALL (6) new antennas and (4) new rectifiers. | Minor Modification | Rockville Measuring Station | 102 | 15030 | Frederick Rd | Rockville | IM-2.5 H-50 | Atlantic Seaboard Corp |  | Private | 39.1021 | -77.1572 | Tower | 188 | 0 | Ryan Fitzgerald | 2023-03-07 15:01 | 2023-04-05 | Recommended | Lincoln Terrace |  | https://montgomerycountytfcg.s3.amazonaws.com/Applications/MC2023032122+Application.pdf
2023032121 | AT&T Wireless | AT&T proposes to REMOVE (9) existing antennas, (6) RRHs, (6) TMAs, (3) diplexers and (3) cabinets, RELOCATE (12) existing RRHs and INSTALL (12) new antennas, (3) RRHs, (1) cabinet, (21) mount pipes, (6) RRH mounts and (3) rectifiers | Minor Modification | Pepco 659-S | 347 | 0 | Tuckerman Ln | Potomac | R-90 | Pepco | Pepco | Private | 39.0424 | -77.1663 | Tower | 148 | 0 | Ryan Fitzgerald | 2023-03-07 14:35 | 2023-04-05 | Recommended | MD3639SEVNLCKS |  | https://montgomerycountytfcg.s3.amazonaws.com/Applications/MC2023032121+Application.pdf
2023032120 | AT&T Wireless | AT&T proposes to REMOVE (3) existing antennas, (6) TMAs, RELOCATE (3) existing antennas, (12) RRHs and INSTALL (6) new antennas, (15) mounts, (3) mount pipes and (2) rectifiers. | Minor Modification | Cabin John Water Tank | 132 | 6711 | Tomlinson Terr | Cabin John | R-200 | WSSC | WSSC | Public | 38.9782 | -77.1597 | Water Tank | 133.5 | 0 | Ryan Fitzgerald | 2023-03-07 13:19 | 2023-04-05 | Recommended | Cabin John |  | https://montgomerycountytfcg.s3.amazonaws.com/Applications/MC2023032120+Application.pdf
2023032118 | AT&T Wireless | Removal of (5) existing antennas, (6) TMAs, and (3) T-Arm Mounts. AT&T proposes the installation of (8) antennas, (4) RRHs, (3) Sector Mounts and (3) Swivel Mounts. AT&T will also upgrade and modify ancillary equipment as needed. | Minor Modification | AT&T Long Line Tower | 120 | 12419 | Middlebrook Rd | Germantown | IM-2.5 H-50 | American Tower Inc. |  | Private | 39.1769 | -77.2572 | Tower | 125 | 0 | Logan Harthman | 2023-03-03 11:13 | 2023-06-07 | Recommended | Germantown |  | https://montgomerycountytfcg.s3.amazonaws.com/Applications/MC2023032118+Application.pdf
2023022116 | AT&T Wireless | AT&T proposes to REMOVE (3) existing antennas, ROTATE (1) existing mount, RETIRE (6) diplexers and (6) TMAs, RELOCATE (6) RRUs and (3) antennas and INSTALL (6) new NOKIA and (11) new rectifiers. | Minor Modification | MDOT-Kensington | 77 | 9200 | Kensington Pkwy | Kensington | R-90 | MDOT / State Hwy Admin. |  | Private | 39.0077 | -77.075 | Monopole | 160 | -1 | Ryan Fitzgerald | 2023-02-27 09:33 | 2023-04-05 | Recommended | North Chase |  | https://montgomerycountytfcg.s3.amazonaws.com/Applications/MC2023022116+Application.pdf
2023022115 | T-Mobile | T-Mobile will install 9 proposed antennas, 6 proposed RRHs, and additional ancillary equipment, per plans. | Colocation | PEPCO Substation 118 Temporary Tower | 197.01 | 17101 | Germantown Rd | Germantown | AR | PEPCO | PEPCO | Private | 39.1379 | -77.2939 | Tower | 153 | 0 | Corinne Fear | 2023-02-22 12:08 | 2023-04-05 | Recommended | 7WAN155B |  | https://montgomerycountytfcg.s3.amazonaws.com/Applications/MC2023022115+Application+and+Report.pdf
2023022114 | Verizon Wireless | Verizon is removing (12) antennas, (6) RRHs and (6) diplexers. They will be adding (9) antennas and (9) RRHs on an existing monopole structure. | Minor Modification | Laytonsville | 321 | 4301 | Brookeville Rd | Brookeville | AR | Jane C Maller, Trustee |  | Private | 39.184 | -77.0815 | Monopole | 182 | 0 | Aleks Melbardis | 2023-02-22 11:10 | 2023-04-05 | Recommended | Reedy |  | https://montgomerycountytfcg.s3.amazonaws.com/Applications/MC2023022114+Application.pdf
2023022110 | AT&T Wireless | AT&T proposes to REMOVE (6) TMAs, (6) ground diplexers and (1) ground cabinet and INSTALL (6) new antennas on the existing monopole structure. | Minor Modification | MDOT-Rockville | 73 |  | I-270 & Montrose Rd | Rockville | R-90 | MDOT / State Hwy Admin. | State | Public | 39.0579 | -77.1537 | Monopole | 140 | -1 | Ryan Fitzgerald | 2023-02-17 10:48 | 2023-04-05 | Recommended | Fortune Park |  | https://montgomerycountytfcg.s3.amazonaws.com/Applications/MC2023022110+Application.pdf
2023022105 | AT&T Wireless | AT&T proposes to REMOVE (3) existing antennas and (9) mounting pipes, RELOCATE (9) existing RRHs and INSTALL (6) new NOKIA antennas, (2) new rectifiers, and (9) new standoff mounts. | Minor Modification | Choice International | 29 | 10750 | Columbia Pike | Silver Spring | CRT-2.25 C-1.5 R-0.75 H-45 | VREC III LO COLESVILLE MEDICAL MOB LLC |  | Private | 39.0324 | -77.0045 | Building | 85 | 0 | Ryan Fitzgerald | 2023-02-17 10:25 | 2023-04-05 | Recommended | Choice Intl |  | https://montgomerycountytfcg.s3.amazonaws.com/Applications/MC2023022105+Application.pdf
2023022112 | T-Mobile | Strand Node Equipment to be installed: -Ericsson 6523 semi-integrated panel antenna (1) -Ericsson 6525 semi-integrated panel antenna (1) -Ericsson Diplex Filter B2+B66/B30 (4-2) Diplexer (2) -Ericsson 4402 Radio (2) -Ericsson 4435 Radio (1) -Bracket Mount -Splice Box -Converter unit (Alpha Model #LPR48-IP68) -Disconnect Switch (Alpha Model EP0/D-2-PR) | Colocation | PEPCO 813444-088754 | 762 | Near 12052 | Cherry Hill Rd | Silver Spring | CR-0.75, C-0.75, R-0.25, H-75 | Montgomery County | PEPCO | Public | 39.0547 | -76.9536 | Utility Pole |  | Yes | Keosha Stricklin | 2023-02-13 17:52 | 2023-04-05 | Recommended | MNG-013m1 |  | https://montgomerycountytfcg.s3.amazonaws.com/Applications/MC2023022112+Application+and+Report.pdf
2023022111 | T-Mobile | Proposed installation of strand node MNG-091m1 on existing PEPCO pole 799423-171010. Strand Node Equipment to be installed: -Strand Cable -Ericsson 6523 semi-integrated panel antenna (1) -Ericsson 6525 semi-integrated panel antenna (1) -Ericsson Diplex Filter B2+B66/B30 (4-2) Diplexer (2) -Ericsson 4402 Radio (2) -Ericsson 4435 Radio (1) -Bracket Mount -Splice Box -Converter unit (Alpha Model #LPR48-IP68) -Disconnect Switch (Alpha Model EP0/D-2-PR) | Colocation | PEPCO 799423-171010 | 761 | Btwn 8412 and 8414 | Flower Ave | Takoma Park | R-40 | City of Takoma Park | PEPCO | Public | 38.995 | -77.0026 | Utility Pole | 39.17 | Yes | Keosha Stricklin | 2023-02-11 01:44 | 2023-04-05 | Recommended | MNG-091m1 |  | https://montgomerycountytfcg.s3.amazonaws.com/Applications/MC2023022111+Application+and+Report.pdf
2023022109 | Verizon Wireless | Verizon proposes to remove (9) RRHs, (6) diplexers and (1) hybrid cable. Install (3) C-Band antennas and (6) RRHs. Miscellaneous Groundwork. | Minor Modification | Seneca Ayr Farm | 68 | 13100 | Old Baltimore Rd West | Boyds | IL-1.0 H-50 | Linthicum Properties Management LLC | Crown Castle | Private | 39.2124 | -77.2755 | Monopole | 140 | 0 | Melissa White | 2023-02-09 11:28 | 2023-05-03 | Recommended | Milestone |  | https://montgomerycountytfcg.s3.amazonaws.com/Applications/MC2023022109+Application.pdf
2023022107 | Verizon Wireless | Remove (6) Antennas; (9) Radios; (1) OVP; (18) Diplexers; and (1) Hybrid Cable. Install (6) Antennas; (6) RRHs and proposed mount modifications. Upgrade ground equipment within existing shelter. | Minor Modification | Rinaldi Property | 24 | 15700 | Georgia Ave | Olney | R-200 | Patricia V Rinaldi |  | Private | 39.1159 | -77.0745 | Monopole | 120 | 0 | Andrea Holzer | 2023-02-08 11:49 | 2023-06-07 | Recommended | Layhill |  | https://montgomerycountytfcg.s3.amazonaws.com/Applications/MC2023022107+Application.pdf
2023022106 | AT&T Wireless | Install back-up self-contained 30kw diesel generator and 4'x10' concrete pad. | Minor Modification | Well Lane Water Tank | 2 | 11400 | Woodglen Dr & Executive Blvd | Rockville | CR-3.0 C-1.5 R-2.5 H-100 | WSSC | WSSC | Public | 39.0436 | -77.1141 | Water Tank | 105 | 0 | Catherine Conklin | 2023-02-08 11:02 | 2023-06-07 | Recommended | Overlay - White Flint |  | https://montgomerycountytfcg.s3.amazonaws.com/Applications/MC2023022106+Application.pdf
2023022103 | Verizon Wireless | Remove (12) EXISTING ANTENNAS, (9) EXISTING RRHS, (4) EXISTING ANTENNA MOUNTS, (12) EXISTING 1-5/8" COAXIAL CABLES, (3) EXISTING 6X12 HYBRIFLEX CABLES. Install (12) panel antennas (4 per sector); (4) antenna mounts; (6) remote radio units (2 per sector) | Minor Modification | Concord Building | 355 | 10605 | Concord St | Kensington | CRT-1.5 C-1.5 R-1.0 H-60 | Cadlerock's Concord Building LLC |  | Private | 39.0302 | -77.0747 | Building | 67 | 0 | Kimberly Pearlingi | 2023-02-06 14:25 | 2023-03-01 | Recommended | KENSINGTON |  | https://montgomerycountytfcg.s3.amazonaws.com/Applications/MC2023022103+Application.pdf
2023012100 | AT&T Wireless | AT&T proposes to REMOVE, (3) existing antennas, (12) diplexers and (1) cabinet and INSTALL (6) new NOKIA antennas and (11) new rectifiers. | Minor Modification | Schlesinger Building | 250 | 3720 | Farragut Ave | Kensington | CRT-1.5 C-1.0 R-1.0 H-45 | FARRAGUT BT LLC |  | Private | 39.0317 | -77.0743 | Building | 58 | 0 | Ryan Fitzgerald | 2023-02-06 14:05 | 2023-04-05 | Recommended | Ken Gar |  | https://montgomerycountytfcg.s3.amazonaws.com/Applications/MC2023012100+Application.pdf
2023022104 | AT&T Wireless | AT&T proposes to REMOVE (3) existing antennas, (12) diplexers, battery cabinet, and (10) rectifiers, RELOCATE (3) existing antennas, DECOMM (1) cabinet and INSTALL (6) new NOKIA antennas and (2) new rectifiers. | Minor Modification | Silver Spring VFD | 320 | 111 | University Blvd East | Silver Spring | R-60 | Silver Spring VFD | Fire | Private | 39.0174 | -77.0072 | Tower | 73 | 0 | Ryan Fitzgerald | 2023-02-06 12:45 | 2023-03-01 | Recommended | Four Corners |  | https://montgomerycountytfcg.s3.amazonaws.com/Applications/MC2023022104+Application.pdf
2023022102 | T-Mobile | T-Mobile is proposing to install (9) existing antennas, (6) new RRUs, (3) hybrids, install (2) cabinets, and install a 10' x 15' concrete pad within the existing compound. | Colocation | Mullinix Farm | 238 | 11416 | Hawkes Rd | Clarksburg | RC | Michael Longshore & Linda Better |  | Private | 39.2464 | -77.2363 | Monopole | 162 | 0 | James Marquez | 2023-02-03 15:10 | 2023-03-01 | Recommended | 7WAN721A |  | https://montgomerycountytfcg.s3.amazonaws.com/Applications/MC2023022102+Application.pdf
2022112025 | Verizon Wireless | Upgrade/Modify existing telecommunication facility to include: Remove 3 antennas and install 9 new antennas Remove 9 radios and install 6 new radios | Minor Modification | World Building Tower | 173 | 8121 | Georgia Ave | Silver Spring | CR-3.0 C-3.0 R-3.0 H-130 | World Building LLC |  | Private | 38.9911 | -77.0261 | Building | 117 | 0 | joshua schakola | 2023-02-02 16:50 |  | Withdrawn | World Building |  | https://montgomerycountytfcg.s3.amazonaws.com/Applications/MC2022112025.pdf
2023012099 | Verizon Wireless | Verizon Wireless is removing (6) antennas, (6) diplexers from the tower and (6) RRHs, (6) diplexers from the shelter. They are installing (12) antennas and (6) RRHs on the existing tower structure. | Minor Modification | Pepco 646-N | 365.01 | 9712 | Aldersgate Rd | Potomac | R-200 | Pepco | Pepco | Private | 39.0589 | -77.2017 | Tower | 127.5 | 0 | Timothy Harris | 2023-02-01 08:43 | 2023-03-01 | Recommended | Willow Valley |  | https://montgomerycountytfcg.s3.amazonaws.com/Applications/MC2023012099+Application.pdf
2023012098 | Verizon Wireless | Verizon Wireless is removing (12) antennas from the tower and (6) RRHs, (6) diplexers from the shelter. They are installing (12) antennas and (6) RRHs on the existing tower structure. | Minor Modification | Pepco 68-N | 314.2 | 17099 | Riffle Ford Rd | Germantown | R-200 | Pepco | Pepco | Private | 39.1378 | -77.2748 | Tower | 131.5 | 0 | Timothy Harris | 2023-01-31 11:16 | 2023-03-01 | Recommended | Great Seneca |  | https://montgomerycountytfcg.s3.amazonaws.com/Applications/MC2023012098+Application.pdf
2023012096 | Verizon Wireless | Verizon Wireless is removing (3) antennas. They are installing (3) antennas on the existing Pepco utility tower. | Minor Modification | Pepco 688-W | 333 | 4270 | Sir Walter Rd | Olney | R-200 | Pepco | Pepco | Private | 39.143 | -77.0842 | Tower | 152 | 0 | Timothy Harris | 2023-01-30 14:38 | 2023-03-01 | Recommended | Bready Road |  | https://montgomerycountytfcg.s3.amazonaws.com/Applications/MC2023012096+Application.pdf
2023012095 | AT&T Wireless | Remove (6) Antennas. Install (9) Antennas and update cables and ancillary equipment. | Minor Modification | Classic Residence | 19 | 8100 | Connecticut Ave | Chevy Chase | R-10 | SNH CCMD Properties LLC |  | Private | 38.9917 | -77.0778 | Building | 138 | 0 | Andrea Holzer | 2023-01-26 15:38 | 2023-03-01 | Recommended | East West Highway |  | https://montgomerycountytfcg.s3.amazonaws.com/Applications/MC2023012095+Application.pdf
2022122061 | AT&T Wireless | ATT proposes to REMOVE (6) existing diplexers, (6) antennas, (6) RRHs and (5) cabinets and INSTALL ((9) new antennas, (6) RRHs and (3) cabinets. | Minor Modification | Sunrise Apts | 149 | 19310 | Club House Rd | Gaithersburg | R-10 | Sunrise Assisted Living |  | Private | 39.1738 | -77.2027 | Building | 70 | 0 | Ryan Fitzgerald | 2023-01-23 16:21 | 2023-03-01 | Recommended | Brassie |  | https://montgomerycountytfcg.s3.amazonaws.com/Applications/MC2022122061+Application.pdf
2023012094 | Verizon Wireless | Verizon proposes to add (2) proposed Dish Antennas with ancillary equipment on an existing shelter, per plans. | Minor Modification | Public Storage Prosperity | 402 | 12355 | Prosperity Dr | Silver Spring | CR-0.75 C-0.75 R-0.25 H-75 | Public Storage LP |  | Private | 39.0579 | -76.9655 | Monopole | 140 | 0 | Caitlynn Albright | 2023-01-20 13:53 |  | Withdrawn | Prosperity |  | https://montgomerycountytfcg.s3.amazonaws.com/Applications/MC2023012094.pdf
2023012093 | Verizon Wireless | Verizon proposes to add (2) proposed Dish Antennas with ancillary equipment on an existing shelter, per plans. | Minor Modification | Pyle Property | 190 | 211 | Ednor Rd | Silver Spring | RE-2 | Helen Pyle et al |  | Private | 39.1252 | -77.0182 | Monopole | 162 | 0 | Caitlynn Albright | 2023-01-20 13:29 |  | Withdrawn | Norwood |  | https://montgomerycountytfcg.s3.amazonaws.com/Applications/MC2023012093.pdf
2023012092 | Verizon Wireless | Verizon proposes to add (2) proposed Dish Antennas with ancillary equipment on an existing shelter, per plans. | Minor Modification | Aspen Monopole | 104 | 15710 | New Hampshire Ave | Silver Spring | RE-2 | Michael A. Grodin |  | Private | 39.1161 | -76.9962 | Monopole | 172 | 0 | Caitlynn Albright | 2023-01-20 13:16 |  | Withdrawn | Browns Corner |  | https://montgomerycountytfcg.s3.amazonaws.com/Applications/MC2023012092.pdf
2023012091 | Verizon Wireless | Verizon proposes to add (2) proposed Dish Antennas with ancillary equipment on an existing shelter, per plans. | Minor Modification | Glenmont Tank | 12 | 12413 | Georgia Ave | Silver Spring | CR-2.0 C-0.5 R-1.75 H-120 | WSSC | WSSC | Public | 39.0616 | -77.0516 | Water Tank | 183 | 0 | Caitlynn Albright | 2023-01-20 12:14 |  | Withdrawn | Glenmont |  | https://montgomerycountytfcg.s3.amazonaws.com/Applications/MC2023012091.pdf
2023012090 | Verizon Wireless | Verizon proposes to add (2) proposed Dish Antennas with ancillary equipment on an existing shelter, per plans. | Minor Modification | Pinnacle Towers | 21 | 5202 | River Rd | Bethesda | IM-2.5 H-50 | Pinnacle Towers Inc |  | Private | 38.9639 | -77.1047 | Tower | 744.5 | 0 | Caitlynn Albright | 2023-01-20 11:05 |  | Withdrawn | River Road |  | https://montgomerycountytfcg.s3.amazonaws.com/Applications/MC2023012090.pdf
2023012086 | Verizon Wireless | Verizon proposes to add (2) proposed Dish Antennas with ancillary equipment on an existing shelter, per plans. | Minor Modification | Colesville Tank | 138 | 2201 | Industrial Pkwy | Silver Spring | CR-1.0 C-1.0 R-0.5 H-220 | WSSC | WSSC | Public | 39.0495 | -76.9633 | Water Tank | 216 | 0 | Caitlynn Albright | 2023-01-20 10:14 |  | Withdrawn | Paint Branch |  | https://montgomerycountytfcg.s3.amazonaws.com/Applications/MC2023012086.pdf
2023012087 | Verizon Wireless | Upgrade/Modify existing telecommunications facility to include: Install 6 new antennas Remove 6 radios and install 6 new radios. | Minor Modification | Derwood Monopole | 633 | 15948 | Derwood Rd | Derwood | IM-2.5 H-50 | CSX Corporation, Inc |  | Private | 39.1161 | -77.1611 | Monopole | 145 | 0 | Joshua Schakola | 2023-01-19 13:45 | 2023-02-01 | Recommended | Indianola |  | https://montgomerycountytfcg.s3.amazonaws.com/Applications/MC2023012087+Application.pdf
2023012084 | Verizon Wireless | Verizon proposes to add (2) proposed Dish Antennas with ancillary equipment on an existing shelter, per plans. | Minor Modification | Bradley Water Tank 2 | 72.02 | 5603 | Radnor Rd | Bethesda | R-90 | WSSC | WSSC | Public | 38.9801 | -77.1136 | Water Tank | 106 | 0 | Caitlynn Albright | 2023-01-18 13:14 |  | Withdrawn | Kenwood |  | https://montgomerycountytfcg.s3.amazonaws.com/Applications/MC2023012084.pdf
2023012083 | Verizon Wireless | Verizon proposes to add (2) proposed Dish Antennas with ancillary equipment on an existing shelter, per plans. | Minor Modification | Northwood High School | 192 | 919 | University Blvd | Silver Spring | R-60 | Board of Education | School | Public | 39.0366 | -77.0223 | Monopole | 110 | 0 | Caitlynn Albright | 2023-01-17 14:56 |  | Withdrawn | Caddington |  | https://montgomerycountytfcg.s3.amazonaws.com/Applications/MC2023012083.pdf
2023012069 | AT&T Wireless | AT&T proposes to REMOVE (9) existing antennas, (6) RRHs, (6) diplexers, (4) cabinets, RELOCATE (3) existing RRHs, (3) antennas and INSTALL (9) new antennas, (3) new RRHs, (2) cabinets, (12) rectifiers and (2) converters. | Minor Modification | Renaissance Plaza Apts | 16 | 14000 | Castle Blvd | Silver Spring | R-20 | Renaissance Plaza Condo |  | Private | 39.0858 | -76.9419 | Building | 100 | 0 | Ryan Fitzgerald | 2023-01-17 13:33 | 2023-03-01 | Recommended | Armilla Ct |  | https://montgomerycountytfcg.s3.amazonaws.com/Applications/MC2023012069+Application.pdf
2023012074 | AT&T Wireless | AT&T proposes to REMOVE (3) existing antennas, (12) diplexers, (2) cabinets and INSTALL (6) new NOKIA antennas, (3) new COMMSCOPE antennas, (3) new RRHs and (11) rectifiers. | Minor Modification | Verizon Building | 36 | 13100 | Columbia Pike | Silver Spring | EOF-0.75 H-100 T | Chesapeake and Potomac Tele Co MD |  | Private | 39.0713 | -76.9589 | Building | 68 | 0 | Ryan Fitzgerald | 2023-01-17 08:53 | 2023-03-01 | Recommended | Fairland |  | https://montgomerycountytfcg.s3.amazonaws.com/Applications/MC2023012074+Application.pdf
2023012068 | Verizon Wireless | Upgrade/Modify existing telecommunication facility to include: Remove 9 antennas and install 9 new antennas Remove 6 radios and install 6 new radios | Minor Modification | Silver Spring YMCA | 4 | 9800 | Hastings Dr | Silver Spring | R-60 | n |  | Private | 39.0159 | -77.0134 | Monopole | 120 | 0 | joshua schakola | 2023-01-16 12:40 | 2023-03-01 | Recommended | Woodmoor |  | https://montgomerycountytfcg.s3.amazonaws.com/Applications/MC2023012068+Application.pdf
2023012065 | Verizon Wireless | Upgrade/Modify existing telecommunication facility to include: Remove 6 antenna and install 12 new antenna Remove 6 radios and install 6 new radios | Minor Modification | Old Burtonsville VFD | 64 | 15430 | Old Columbia Pike | Burtonsville | CRT-1.5 C-1.0 R-1.25 H-70 | Burtonsville VFD | Fire | Private | 39.1102 | -76.9367 | Monopole | 180 | 0 | joshua schakola | 2023-01-16 12:17 | 2023-02-01 | Recommended | Burtonsville Manor |  | https://montgomerycountytfcg.s3.amazonaws.com/Applications/MC2023012065+Application.pdf
2023012080 | Verizon Wireless | This project involves installing 2 dish antennas with ancillary equipment on top of an existing telecommunications shelter. | Minor Modification | Baptist Home | 147 | 6301 | Greentree Rd | Bethesda | R-60 | Baptist Home for Children |  | Private | 39.0026 | -77.1273 | Monopole | 120 | 0 | Aleks Melbardis | 2023-01-12 15:47 |  | Withdrawn | Bradley Woods |  | https://montgomerycountytfcg.s3.amazonaws.com/Applications/MC2023012080.pdf
2023012079 | Verizon Wireless | Verizon is removing (1) existing antenna and (1) RRH. They are adding (1) new antenna on existing building structure. | Minor Modification | Federal Plaza | 691 | 12260 | Rockville Pike | Rockville | CR-2.25 C-0.75 R-1.5 H-150 | Federal Realty Invest Trust |  | Private | 39.0572 | -77.1225 | Building | 34 | 0 | Aleks Melbardis | 2023-01-12 14:37 | 2023-03-01 | Recommended | Rockville 11 ODAS - B |  | https://montgomerycountytfcg.s3.amazonaws.com/Applications/MC2023012079+Application.pdf
2023012077 | T-Mobile | Remove (1) equipment cabinet, remove (2) RRUs, remove (1) & add (1) 19" equipment rack, add (1) new 4" core drill, and other associated equipment | Minor Modification | Steinberg Silo | 318 | 15021 | Dufief Mill Rd | Gaithersburg | R-200 | Chabad Lubavitch of Upper Montgomery County |  | Private | 39.1027 | -77.2234 | Building | 61 | 0 | Leigh Dukatt | 2023-01-10 16:32 | 2023-02-01 | Recommended | 7WAN115 |  | https://montgomerycountytfcg.s3.amazonaws.com/Applications/MC2023012077+Application.pdf
2023012076 | Verizon Wireless | Verizon Wireless proposes to install a temporary monopole for the purpose of Verizon Wireless antennas. Verizon will install (9) antennas and (6) remote radio heads on the new temporary tower. This temporary monopole will replace an existing PEPCO Substation tower that has reached the end of it's structural life, while Pepco decommissions and replaces it. Proposed temporary monopole will be taken down when the new Pepco tower is erected. T-Mobile also intends to co-locate on the proposed temporary monopole. A separate T-Mobile application will follow. | New | Pepco Substation 118 Temporary Tower | 197.01 | 17101 | Germantown Rd | Germantown | AR | PEPCO | PEPCO | Private | 39.1379 | -77.2939 | Tower | 153 | 0 | shea beltran | 2023-01-10 13:55 | 2023-04-05 | Recommended | Darnestown Temporary |  | https://montgomerycountytfcg.s3.amazonaws.com/Applications/MC2023012076+Application+and+Report.pdf
2023012073 | AT&T Wireless | AT&T proposes to REMOVE (6) existing antennas, (6) TMAs, (1) equipment cabinet, and (6) diplexers, RELOCATE (6) existing antennas, and INSTALL (8) new NOKIA antennas and (3) new rectifiers. | Minor Modification | Crescent Bldg | 84 | 4600 | East-West Hwy | Bethesda | CR-5.0 C-5.0 R-4.75 H-175 | Bethesda Crescent 4600 CO Limited Prtnrship |  | Private | 38.9845 | -77.0929 | Building | 128.83 | 0 | Ryan Fitzgerald | 2023-01-10 12:19 | 2023-03-01 | Recommended | Crescent |  | https://montgomerycountytfcg.s3.amazonaws.com/Applications/MC2023012073+Application.pdf
2023012072 | AT&T Wireless | AT&T proposes to REMOVE (3) existing antennas and INSTALL (6) new NOKIA antennas and (5) new rectifiers. **Note, the RAD center heights are the same at 215' because these antennas, unlike those in the past, are separated and mounted side by side at the s | Minor Modification | Promenade | 47 | 5225 | Pooks Hill Rd | Bethesda | R-H | Promenade Towers MH Corp |  | Private | 39.0174 | -77.1068 | Building | 193 | 0 | Ryan Fitzgerald | 2023-01-06 12:59 | 2023-03-01 | Recommended | Maplewood |  | https://montgomerycountytfcg.s3.amazonaws.com/Applications/MC2023012072+Application.pdf
2023012070 | AT&T Wireless | AT&T proposes to REMOVE (3) existing antennas and INSTALL (6) new NOKIA stacked antennas on an existing rooftop located at 11700 Old Columbia Pike Silver Spring, MD 20904. | Minor Modification | White Oak Towers Apts | 32 | 11700 | Old Columbia Pike | Silver Spring | R-10 | Old Columbia Pike Ltd. |  | Private | 39.0494 | -76.9805 | Building | 189 | 0 | Ryan Fitzgerald | 2023-01-05 13:48 | 2023-03-01 | Recommended | Carriage House |  | https://montgomerycountytfcg.s3.amazonaws.com/Applications/MC2023012070+Application.pdf
2023012067 | AT&T Wireless | AT&T proposes to REMOVE (3) existing antennas and (1) UMTS cabinet and INSTALL (6) new NOKIA antennas and (4) new rectifiers. | Minor Modification | Olney Water Tank | 25 | 17710 | Buehler Rd | Olney | RT-12.5 | WSSC | WSSC | Public | 39.1478 | -77.0644 | Water Tank | 118 | 0 | Ryan Fitzgerald | 2023-01-05 11:51 |  | Withdrawn | Spartan |  | https://montgomerycountytfcg.s3.amazonaws.com/Applications/MC2023012067+Application.pdf
2023012064 | AT&T Wireless | AT&T proposes to REMOVE (3) existing antennas, (12) ground mounted diplexers, (6) rectifiers, (4) converters and (6) TMAs, RELOCATE (3) existing antennas and INSTALL (6) new NOKIA antennas and (6) new TMAs. | Minor Modification | Pepco 103-S | 346 | 8700 | Snouffer School Rd | Gaithersburg | R-200 | Pepco | Pepco | Private | 39.1861 | -77.1791 | Tower | 126.5 | 0 | Ryan Fitzgerald | 2023-01-04 14:26 | 2023-02-01 | Recommended | Neelsville |  | https://montgomerycountytfcg.s3.amazonaws.com/Applications/MC2023012064+Application.pdf
2023012063 | Dish Wireless | Dish proposes to install (3) antennas, (6) RRUs, and ancillary equipment, as well as (2) cabinets and necessary groundwork as per plans. | Colocation | Northwood High School | 192 | 919 | University Blvd | Silver Spring | R-60 | Board of Education | School | Public | 39.0366 | -77.0223 | Monopole | 110 | 0 | Nicole Bennett | 2023-01-03 09:34 | 2023-02-01 | Recommended | DCWDC00191A |  | https://montgomerycountytfcg.s3.amazonaws.com/Applications/MC2023012063+Application.pdf
2022122049 | Verizon Wireless | Replace/Modify existing telecommunicaiton facility exipment to include: Remove 6 antennas and add 9 new antennas Remove 6 radios and add 9 new radios | Minor Modification | Pepco 628-N | 164 | 0 | Dufief Mill Rd | Gaithersburg | R-200 | Pepco | Pepco | Private | 39.0834 | -77.2476 | Tower | 118 | 0 | joshua schakola | 2022-12-27 16:42 | 2023-05-03 | Recommended | Turkey Foot |  | https://montgomerycountytfcg.s3.amazonaws.com/Applications/MC2022122049+Application.pdf
2022122048 | Verizon Wireless | Replace/Modify existing telecommunication facility equipment to include: Remove 3 antennas and install 9 new antennas Remove 6 radios and install 6 new radios | Minor Modification | Summit Hills Apartments | 58 | 8484 | 16th St | Silver Spring | CR-2.5 C-0.25 R-2.5 H-145 | Summit Hills LLC |  | Private | 38.9951 | -77.037 | Building | 98.8 | 0 | joshua schakola | 2022-12-27 15:10 |  | Withdrawn | Summit Hills |  | https://montgomerycountytfcg.s3.amazonaws.com/Applications/MC2022122048.pdf
2022122054 | Verizon Wireless | Upgrade/Modify existing telecommunication facility to include: Remove 6 antennas and install 6 new antennas Remove 6 radios and install 9 new radios | Minor Modification | Woodmont Triangle Garage | 505 | 7730 | Woodmont Ave | Bethesda | CR-5.0 C-5.0 R-4.75 H-175 | Montgomery County |  | Public | 38.9874 | -77.0967 | Building | 64 | 0 | Joshua Schakola | 2022-12-22 19:28 |  | Withdrawn | Fairmont-A |  | https://montgomerycountytfcg.s3.amazonaws.com/Applications/MC2022122054.pdf
2022122060 | AT&T Wireless | ATT proposes to RELOCATE (3) existing antennas and (2) existing RRHs, REMOVE (3) existing antennas and (6) existing TMAs and INSTALL (6) new antennas and (1) new ground rectifier. | Minor Modification | Grosvenor House Apts | 14 | 10101 | Grosvenor Pl | Rockville | R-10 | Grosvenor Park |  | Private | 39.0233 | -77.1044 | Building | 174 | 0 | Ryan Fitzgerald | 2022-12-20 10:32 | 2023-02-01 | Recommended | Grosvenor Tower |  | https://montgomerycountytfcg.s3.amazonaws.com/Applications/MC2022122060+Application.pdf
2022122059 | Dish Wireless | Dish was previously approved for the following work at 185'. [Install (3) new Antennas (1 per sector); (6) new radio units (2 per sector); (1) Junction Box; and (1) Hybrid cable.] Prior to the start of construction, the tower owner stated Dish must instal | Colocation | WWDC Radio Tower | 40 | 8800 | Brookeville Rd | Silver Spring | IM-2.5 H-50 | Chancellor Media Corp. |  | Private | 38.9999 | -77.057 | Tower | 695 | 0 | Andrea Holzer | 2022-12-19 13:45 | 2023-02-01 | Recommended | DCWDC00400D |  | https://montgomerycountytfcg.s3.amazonaws.com/Applications/MC2022122059+Application.pdf
2022122046 | AT&T Wireless | AT&T proposes to REMOVE (6) existing antennas, (6) TMAs, and (6) diplexers, RELOCATE (1) existing antennas and (3) RRHs and INSTALL (6) new antennas and (3) new rectifiers. | Minor Modification | Chevy Chase Building | 18 | 5530 | Wisconsin Ave | Chevy Chase | CR-3.0 C-2.0 R-2.75 H-90 T | Friendship Propertie |  | Private | 38.9648 | -77.0883 | Building | 160 | 0 | Ryan Fitzgerald | 2022-12-19 11:24 | 2023-02-01 | Recommended | Grafton Ave |  | https://montgomerycountytfcg.s3.amazonaws.com/Applications/MC2022122046+Application.pdf
2022122058 | AT&T Wireless | AT&T proposes to REMOVE (3) existing antennas, (2) cabinets, (8) rectifiers, and (8) converters and INSTALL (6) new antennas, (11) new rectifiers and (2) new converters. | Minor Modification | Park Ritchie Apts | 48 | 7600 | Maple Ave | Takoma Park | R-10 | Park Ritchie LLC |  | Private | 38.9839 | -77.008 | Building | 151 | 0 | Ryan Fitzgerald | 2022-12-16 15:14 | 2023-04-05 | Recommended | Takoma Park |  | https://montgomerycountytfcg.s3.amazonaws.com/Applications/MC2022122058+Application.pdf
2022122057 | AT&T Wireless | AT&T proposes to REMOVE (3) existing antennas, (4) cabinets, (9) rectifiers, (8) converters and (12) diplexers and INSTALL (6) new antennas, (11) new rectifiers, and (2) new converters. | Minor Modification | World Building Tower | 173 | 8121 | Georgia Ave | Silver Spring | CR-3.0 C-3.0 R-3.0 H-130 | World Building LLC |  | Private | 38.9911 | -77.0261 | Building | 117 | 0 | Ryan Fitzgerald | 2022-12-16 14:33 | 2023-04-05 | Recommended | Sligo |  | https://montgomerycountytfcg.s3.amazonaws.com/Applications/MC2022122057+Application.pdf
2022122056 | AT&T Wireless | AT&T proposes to RELOCATE (3) existing antennas and (6) RRHs and INSTALL (6) new NOKIA antennas and (6) new rectifiers. | Minor Modification | Democracy Center | 23 | 6903 | Rockledge Dr | Bethesda | CR-1.5 C-1.25 R-0.75 H-200 | G&I X Democracy Center LLC |  | Private | 39.0276 | -77.1405 | Building | 185 | 0 | Ryan Fitzgerald | 2022-12-16 10:52 | 2023-03-01 | Recommended | Rockledge |  | https://montgomerycountytfcg.s3.amazonaws.com/Applications/MC2022122056+Application.pdf
2022122050 | AT&T Wireless | AT&T proposes to INSTALL (8) new NOKIA antennas and (4) new RRHs. | Minor Modification | Carver Tower | 124 | 2647 | W University Blvd | Silver Spring | CR-5.0 C-4.5 R-4.5 H-130 | Bajwa Property Management LLC |  | Private | 39.0407 | -77.0549 | Tower | 275 | 0 | Ryan Fitzgerald | 2022-12-15 16:31 | 2023-03-01 | Recommended | Kensington |  | https://montgomerycountytfcg.s3.amazonaws.com/Applications/MC2022122050+Application.pdf
2022122055 | AT&T Wireless | AT&T proposes to REMOVE (3) existing antennas, (6) TMAs and (6) diplexers and INSTALL (6) new antennas and (2) new rectifiers. | Minor Modification | Rock Creek | 304 | 8630 | Fenton St | Silver Spring | CR-6.0 C-6.0 R-6.0 H-260 | Gudelsky Co |  | Private | 38.9979 | -77.0285 | Building | 143 | 0 | Ryan Fitzgerald | 2022-12-15 15:43 | 2023-03-01 | Recommended | Rock Creek |  | https://montgomerycountytfcg.s3.amazonaws.com/Applications/MC2022122055+Application.pdf
2022122053 | T-Mobile | Tower work: Remove (1) platform, (9) existing antennas, (3) RRUs, (14) coax cables, (3) TMAs, and (1) hybrid cable. Install (9) new antennas, (6) new RRUs, and (3) hybrid cables. Ground work: Install (2) new cabinets, and upgrade ancillary equipment in | Minor Modification | Knights of Columbus | 13.01 | 17001 | Overhill Rd | Derwood | RE-1 | MONTG CNCL K C BLDG CORP |  | Private | 39.1347 | -77.1418 | Monopole | 173 | 0 | James Marquez | 2022-12-14 14:41 | 2023-01-04 | Recommended | 7WAN230A |  | https://montgomerycountytfcg.s3.amazonaws.com/Applications/MC2022122053+Application.pdf
2022122051 | Dish Wireless | Dish Wireless proposes to install (3) antennas, (6) RRUs, and ancillary equipment, as well as necessary groundwork to the existing tower. Dish Wireless is also adding (1) RF cabinet and associated cabinets on a proposed new equipment platform on the groun | Colocation | Wheaton Park Maint. Yard | 65 | 12012 | Alpert Ln | Silver Spring | R-90 | M-NCPPC | AT&T | Public | 39.0532 | -77.0286 | Monopole | 180 | 0 | Nicole Bennett | 2022-12-14 10:31 | 2023-02-01 | Recommended | DCWDC00958A |  | https://montgomerycountytfcg.s3.amazonaws.com/Applications/MC2022122051+Application.pdf
2022122045 | AT&T Wireless | AT&T proposes to REMOVE (3) existing antennas, RETIRE (6) TMAs w/ (6) diplexers and INSTALL (6) new antennas and (2) new rectifiers. | Minor Modification | Wayne Manchester Towers | 229.1 | 75 | Wayne Ave E | Silver Spring | R-10 | Wayne Manchester Limited Partnership |  | Private | 39.0001 | -77.0082 | Building | 72 | 0 | Ryan Fitzgerald | 2022-12-08 15:01 | 2023-02-01 | Recommended | Plymouth |  | https://montgomerycountytfcg.s3.amazonaws.com/Applications/MC2022122045+Application.pdf
2022122044 | AT&T Wireless | AT&T proposes to RELOCATE (3) existing antennas and (6) RRUs and INSTALL (6) new NOKIA antennas and (3) new rectifiers. | Minor Modification | Clarksburg Premium Outlets | 702 | 22711 | Clarksburg Rd | Clarksburg | CRT-0.5 C-0.25 R-0.25 H-130 T | WSSC | WSSC | Private | 39.2295 | -77.2862 | Water Tank | 129.9 | 0 | Ryan Fitzgerald | 2022-12-08 11:07 | 2023-01-04 | Recommended | Clarksburg Premium Outlets |  | https://montgomerycountytfcg.s3.amazonaws.com/Applications/MC2022122044+Application.pdf
2022122043 | Verizon Wireless | Verizon Wireless is removing (3) antennas. They are installing (3) antennas on the existing tower structure. | Minor Modification | Pepco 100-S | 225 | 20000 blk | Goshen Rd & Rothbury Dr | Gaithersburg | R-200 | Pepco | Pepco | Private | 39.1841 | -77.1881 | Tower | 134 | 0 | Ryan Gonzales | 2022-12-07 16:49 | 2023-01-04 | Recommended | Centerway |  | https://montgomerycountytfcg.s3.amazonaws.com/Applications/MC2022122043+Application.pdf
2022081932 | Verizon Wireless | Upgrade/Modify existing telecommunication facility to include: Remove 6 antennas and install 6 new antennas Remove 6 radios and install 6 new radios | Minor Modification | Parkside Plaza | 255 | 9039 | Sligo Creek Pkwy | Silver Spring | R-10 | Parkside Plaza Condo |  | Private | 39.0042 | -77.0136 | Building | 150 | 0 | joshua schakola | 2022-12-07 15:50 |  | Withdrawn | Parkside Plaza |  | https://montgomerycountytfcg.s3.amazonaws.com/Applications/MC2022081932.pdf
2022091974 | Verizon Wireless | Upgrade/Modify existing telecommunication facility to include: Remove 3 existing antennas and install 6 new antennas Remove 6 existing radios and install 6 new radios | Minor Modification | Chateau Apartments | 53.01 | 9727 | Mt. Pisgah Rd | Silver Spring | R-H | Hillzo LP |  | Private | 39.0168 | -76.9745 | Building | 159 | 0 | joshua schakola | 2022-12-07 13:39 | 2023-03-01 | Recommended | Cheateau |  | https://montgomerycountytfcg.s3.amazonaws.com/Applications/MC2022091974+Application.pdf
2022122042 | T-Mobile | Remove (1) & add (2) equipment cabinet and (1) battery cabinet and other associated equipment. | Minor Modification | Cabin John VFW Post | 60 | 11511 | MacArthur Blvd | Potomac | RE-2 | Cabin John Memorial Post 5633 |  | Private | 38.9963 | -77.2381 | Monopole | 126 | 0 | Leigh Dukatt | 2022-12-07 12:07 | 2023-01-04 | Recommended | 7WAN519A |  | https://montgomerycountytfcg.s3.amazonaws.com/Applications/MC2022122042+Application.pdf
2022122039 | Verizon Wireless | Verizon Wireless is removing (3) antennas, (6) RRHs, and (18) diplexers. They are installing (3) antennas and (9) RRHs on the existing building within the stealth. | Minor Modification | Miller Company Bldg | 309 | 4701 | Sangamore Rd | Bethesda | NR-0.75 H-45 | WC & AN Miller Development Co |  | Private | 38.9498 | -77.1194 | Building | 51.5 | 0 | Timothy Harris | 2022-12-06 10:56 | 2023-02-01 | Recommended | Palisades |  | https://montgomerycountytfcg.s3.amazonaws.com/Applications/MC2022122039+Application.pdf
2022122038 | Verizon Wireless | Verizon Wireless is removing (3) antennas, (9) RRHs, and (6) diplexers. They are installing (6) antennas and (6) RRHs on the existing tower structure. | Minor Modification | Baptist Home | 147 | 6301 | Greentree Rd | Bethesda | R-60 | Baptist Home for Children |  | Private | 39.0026 | -77.1273 | Monopole | 120 | 0 | Timothy Harris | 2022-12-06 10:17 | 2023-03-01 | Recommended | Bradley Woods |  | https://montgomerycountytfcg.s3.amazonaws.com/Applications/MC2022122038+Application.pdf
2022112037 | T-Mobile | Remove (1) & add (1) 6160 equipment cabinet and (1) B160 battery cabinet and other associated equipment at existing compound | Minor Modification | Petrucelli Property | 275 | 14120 | Darnestown Rd | Gaithersburg | CRN-0.25 C-0.25 R-0.0 H-35 | Vanic LLC |  | Private | 39.1037 | -77.2934 | Monopole | 105.7 | 0 | Leigh Dukatt | 2022-11-29 16:29 | 2023-01-04 | Recommended | 7WAN296B |  | https://montgomerycountytfcg.s3.amazonaws.com/Applications/MC2022112037+Application.pdf
2022112035 | Dish Wireless | Dish proposes to install (3) antennas, (6) RRUs, and ancillary equipment, as well as necessary groundwork. Dish Wireless is also adding (1) RF cabinet and associated cabinets on a proposed new equipment platform on the ground. | Colocation | Sherwood High School | 157 | 300 | Olney-Sandy Spring Rd | Sandy Spring | RNC | Board of Education | School | Public | 39.1485 | -77.0172 | Monopole | 150 | 0 | Nicole Bennett | 2022-11-21 14:39 | 2023-01-04 | Recommended | DCWDC00258A |  | https://montgomerycountytfcg.s3.amazonaws.com/Applications/MC2022112035+Application.pdf
2022091976 | Verizon Wireless | Upgrade/Modify existing telecommunications fascillity to include: Remove 15 antennas and install 12 new antennas Remove 6 radios and install 6 new radios | Minor Modification | Sudbury House Condo | 38 | 2100 | Washington Avenue | Silver Spring | R-10 | Sudbury House Condominiums |  | Private | 38.9942 | -77.0454 | Building | 95 | 0 | Joshua Schakola | 2022-11-21 14:08 |  | Withdrawn | East West Highway |  | https://montgomerycountytfcg.s3.amazonaws.com/Applications/MC2022091976.pdf
2022112033 | Verizon Wireless | Verizon Wireless is removing (12) antennas and (6) TMAs. They are installing (12) antennas and (6) RRHs on the existing tower structure. | Minor Modification | Pepco 666-S | 479 | 10611 | Westlake Dr | Bethesda | R-90 | Pepco | Pepco | Private | 39.0315 | -77.1478 | Tower | 123 | 0 | Timothy Harris | 2022-11-19 17:39 | 2022-12-07 | Recommended | 270 Split |  | https://montgomerycountytfcg.s3.amazonaws.com/Applications/MC2022112033+Application.pdf
2022112031 | Verizon Wireless | Remove (3) Antennas, (6) Radios, and (6) Coax. Install (6) Antennas, (6) Radios and mount modifications. | Minor Modification | Knights of Columbus 2 | 13.02 | 17001 | Overhill Rd | Derwood | RE-1 | Montg Cncl K C Bldg Corp |  | Private | 39.1346 | -77.1414 | Monopole | 150 | 0 | Andrea Holzer | 2022-11-18 15:29 | 2023-01-04 | Recommended | Derwood |  | https://montgomerycountytfcg.s3.amazonaws.com/Applications/MC2022112031+Application.pdf
2022112029 | T-Mobile | Installation of (1) 80kw diesel backup generator system on a 6' x 8' concrete pad, (1) automatic transfer switch, generator auxiliary power distribution and remote monitoring communications circuitry within leased and fenced area of existing facility. | Minor Modification | Pyle Property | 190 | 211 | Ednor Rd | Silver Spring | RE-2 | Helen Pyle et al |  | Private | 39.1252 | -77.0182 | Monopole | 162 | 0 | Jay Gigliotti | 2022-11-17 16:47 | 2022-12-07 | Recommended | Pyle MD |  | https://montgomerycountytfcg.s3.amazonaws.com/Applications/MC2022112029+Application.pdf
2022091944 | Verizon Wireless | REMOVE (6) EXISTING REMOTE RADIO HEADS · REMOVE (1) EXISTING OVP AT ANTENNAS · REMOVE (1) EXISTING OVP AT SHELTER · REMOVE (18) EXISTING COAX CABLES · INSTALL (6) PROPOSED ANTENNAS · INSTALL (6) PROPOSED REMOTE RADIO HEADS · INSTALL (1) PROPOS | Minor Modification | Bretton Woods GC | 327 | 15700 | River Rd | Germantown | RC | International Monetary Fund |  | Public | 39.0762 | -77.3281 | Monopole | 131 | 0 | John Crooks | 2022-11-14 15:48 | 2022-12-07 | Recommended | Seneca |  | https://montgomerycountytfcg.s3.amazonaws.com/Applications/MC2022091944+Application.pdf
2022112026 | Dish Wireless | New Installation for Dish Wireless. Install (3) Antennas with (6) RRHs, (1) OVP Device, and (1) Hybrid Cable on new mount on existing tower. Install concrete pad for equipment cabinet on ground below tower. | Colocation | Watkins Mill High School | 386 | 10301 | Apple Ridge Rd | Gaithersburg | R-200 | Board of Education | School | Public | 39.1846 | -77.2137 | Monopole | 118 | 0 | Andrea Holzer | 2022-11-10 11:37 | 2023-01-04 | Recommended | DCWDC00892A |  | https://montgomerycountytfcg.s3.amazonaws.com/Applications/MC2022112026+Application.pdf
2022112022 | AT&T Wireless | AT&T proposes to INSTALL (6) new NOKIA and (3) new rectifiers. | Minor Modification | Double Tree Hotel | 561 | 8120 | Wisconsin Ave | Bethesda | CR-3.0 C-3.0 R-2.75 H-110 | BLT Fund 9 Bethesdan LLC |  | Private | 38.9913 | -77.0961 | Building | 135 | 0 | Ryan Fitzgerald | 2022-11-07 22:55 | 2023-01-04 | Recommended | Orchard Valley |  | https://montgomerycountytfcg.s3.amazonaws.com/Applications/MC2022112022+Application.pdf
2022112021 | AT&T Wireless | AT&T proposes to RELOCATE (6) existing antennas and INSTALL (6) new NOKIA antennas and (6) new rectifiers. | Minor Modification | Phillips Office Building | 279 | 9420 | Key West Ave | Rockville | LSC-1.0 H-110 T | Key West III LP |  | Private | 39.1029 | -77.1938 | Building | 54.25 | 0 | Ryan Fitzgerald | 2022-11-07 22:11 | 2023-03-01 | Recommended | Lousancti |  | https://montgomerycountytfcg.s3.amazonaws.com/Applications/MC2022112021+Application.pdf
2022112020 | AT&T Wireless | AT&T proposes to REMOVING (3) existing antennas, RELOCATE (3) existing RRHs and INSTALLING (9) new antennas, (3) new RRHs and (9) new rectifiers. | Minor Modification | Fire Station 31 | 10 | 12100 | Darnestown Rd | Gaithersburg | R-200 | Montgomery County |  | Public | 39.1161 | -77.2512 | Monopole | 161 | 0 | Ryan Fitzgerald | 2022-11-07 17:40 | 2023-03-01 | Recommended | Quince Orchard |  | https://montgomerycountytfcg.s3.amazonaws.com/Applications/MC2022112020+Application.pdf
2022112014 | Verizon Wireless | Adding (12) antenna's, removing (16), adding (12) RRU's, removing (9), adding (3) hybrids, retaining (6) coax. | Minor Modification | Suburban Propane | 143 | 35 | Derwood Cir | Rockville | IM-2.5 H-50 | Suburban Propane |  | Private | 39.1032 | -77.1542 | Tower | 215 | 0 | Sara Carracci | 2022-11-04 10:47 |  | Withdrawn | Westmore |  | https://montgomerycountytfcg.s3.amazonaws.com/Applications/MC2022112014.pdf
2022112013 | Dish Wireless | New Installation for Dish Wireless. Install (3) Antennas, (6) Radios, (1) OVP Device, and (1) Hybrid Cable on new equipment mount on existing PEPCO transmission tower. Install metal platform for equipment cabinet on ground below tower. | Colocation | PEPCO 615-S | 760 | 12754 | Darnestown Rd N | Potomac | R-200 | PEPCO | Pepco |  | 39.1156 | -77.2633 | Tower | 132 | No | Andrea Holzer | 2022-11-03 16:50 | 2022-12-07 | Recommended | DCWDC00375C |  | https://montgomerycountytfcg.s3.amazonaws.com/Applications/MC2022112013+Application+and+Report.pdf
2022102010 | T-Mobile | T-Mobile proposes to install 3 antenna(s), 9 RRU(s), and 2 cabinet(s) within the pre-existing building. | Colocation | Washington Baptist Church | 182 | 5144 | Massachusetts Ave | Bethesda | R-60 | Washington Jesus Baptist Church | Church | Private | 38.9507 | -77.1025 | Building | 35.8 | 0 | Corinne Fear | 2022-10-26 11:49 | 2023-01-04 | Recommended | 7WAN768A |  | https://montgomerycountytfcg.s3.amazonaws.com/Applications/MC2022102010+Application.pdf
2022102009 | Verizon Wireless | Verizon Wireless is removing (9) antennas and (9) diplexers. They are installing (9) antennas and (9) RRHs on the existing tower structure. | Minor Modification | Pepco 636-S | 311.02 | 13900 | Piney Meetinghouse Rd | Rockville | RE-2 | Pepco | Pepco | Private | 39.0679 | -77.23 | Tower | 126.5 | 0 | Timothy Harris | 2022-10-25 11:48 | 2022-12-07 | Recommended | Travilah |  | https://montgomerycountytfcg.s3.amazonaws.com/Applications/MC2022102009+Application.pdf
2022091972 | Verizon Wireless | Upgrade/Modify existing telecommunication facility to include: Remove 8 existing antennas and install 8 new antennas | Minor Modification | Palisades Apts | 422 | 4853 | Cordell Ave | Bethesda | CR-5.0 C-5.0 R-5.0 H-175 | Triangle Towers LLC |  | Private | 38.9902 | -77.0981 | Building | 115.5 | 0 | joshua schakola | 2022-10-24 22:04 |  | Withdrawn | Bethesda |  | https://montgomerycountytfcg.s3.amazonaws.com/Applications/MC2022091972.pdf
2022081914 | Dish Wireless | DISH Wireless proposes to install 3 Antennas (Model: JMA MX08FR0665-21), 6 Remote Radio Heads (Models: 3 Fujitsu TA08025-B605 and 3 Fujitsu TA08025-B604), 1 Junction Box (Model: Raycap RDIDC-9181-PF-48) and 1 cable (Hybrid cable 1.75") at the 170' rad cen | Colocation | WSSC Damascus Plant | 218 | 23730 | Log House Rd | Gaithersburg | RE-2 | WSSC | WSSC | Public | 39.2461 | -77.2069 | Tower | 212 | 0 | Marshall Knight | 2022-10-19 09:13 | 2023-03-01 | Recommended | DCWDC00643B |  | https://montgomerycountytfcg.s3.amazonaws.com/Applications/MC2022081914+Application.pdf
2022102007 | Verizon Wireless | Remove (9) Antennas and (9) RRHs. Relocate (3) Antennas. Install (9) Antennas and (9) RRHs. Upgrade ground equipment within existing shelter. | Minor Modification | Bullis Prep School | 22 | 10601 | Falls Rd | Potomac | RE-2 | The Bullis School Inc. | School | Private | 39.0296 | -77.1945 | Monopole | 130 | 0 | Andrea Holzer | 2022-10-17 14:40 | 2022-12-07 | Recommended | Potomac |  | https://montgomerycountytfcg.s3.amazonaws.com/Applications/MC2022102007+Application.pdf
2022102004 | T-Mobile | On an existing site, T-Mobile is proposing to remove (6) existing antennas, replace with (6) new antennas, remove all existing TMAs, install (6) new RRUs, remove all cables, install (3) new cables, remove (1) existing cabinet, install (1) new cabinet, and | Minor Modification | Potomac Water Filt. Plant | 91 | 12200 | River Rd | Rockville | RE-2 | WSSC | WSSC | Public | 39.0405 | -77.2537 | Building | 81.3 | 0 | James Marquez | 2022-10-14 12:19 | 2023-01-04 | Recommended | 7WAN006A |  | https://montgomerycountytfcg.s3.amazonaws.com/Applications/MC2022102004+Application.pdf
2022102002 | AT&T Wireless | ATT proposes to REMOVE (3) existing antennas and (6) TMAs, RELOCATE (3) existing antennas and (3) RRHs and INSTALL (6) new NOKIA stacked antennas for a total of (6) new antennas and (12) new rectifiers. In addition, ATT proposes to remove (7) existing c | Minor Modification | Pavilion Apts | 31 | 5901 | Montrose Rd | Rockville | CR-4.0 C-0.25 R-4.0 H-190 | CP5 MONTEREY LLC |  | Private | 39.0537 | -77.1189 | Building | 152 | 0 | Ryan Fitzgerald | 2022-10-13 15:12 | 2022-12-07 | Recommended | Pavillion Apartments |  | https://montgomerycountytfcg.s3.amazonaws.com/Applications/MC2022102002+Application.pdf
2022102000 | AT&T Wireless | AT&T proposes to REMOVE (3) existing antennas, RELOCATE (3) existing antennas, RELOCATE (9) existing RRHs and INSTALL (6) new antennas. | Minor Modification | Well Lane Water Tank | 2 | 11400 | Woodglen Dr & Executive Blvd | Rockville | CR-3.0 C-1.5 R-2.5 H-100 | WSSC | WSSC | Public | 39.0436 | -77.1141 | Water Tank | 105 | 0 | Ryan Fitzgerald | 2022-10-13 02:04 | 2022-12-07 | Recommended | White Flint |  | https://montgomerycountytfcg.s3.amazonaws.com/Applications/MC2022102000+Application.pdf
2022101999 | AT&T Wireless | AT&T proposes to INSTALL (6) new NOKIA antennas and REMOVE (3) existing antennas, (6) RRHs and (3) TMAs. | Minor Modification | Miller Company Bldg | 309 | 4701 | Sangamore Rd | Bethesda | NR-0.75 H-45 | WC & AN Miller Development Co |  | Private | 38.9498 | -77.1194 | Building | 51.5 | 0 | Ryan Fitzgerald | 2022-10-13 01:31 | 2023-01-04 | Recommended | Pioneer |  | https://montgomerycountytfcg.s3.amazonaws.com/Applications/MC2022101999+Application.pdf
2022101998 | AT&T Wireless | Removing: (3) 80010121 (P1 ABG) Installing: Panel: (3) AEQK (P2 ABG), (3) AEQU (P2 ABG) Lines: (1) PWRT-606-S 0.92" 6AWG DC TRUNK Jumpers: (9) DUAL-FIBER JUMPERS, (9) 8AWG DC JUMPERS | Minor Modification | Super Fresh Shopping Ctr. | 52 | 3901 | Aspen Hill Rd | Silver Spring | CRT-2.25 C-1.5 R-0.75 H-75 | LDG Inc |  | Private | 39.0821 | -77.079 | Monopole | 116 | 0 | Logan Harthman | 2022-10-12 22:02 |  | Withdrawn | Superfresh Aspen Hill, MD |  | https://montgomerycountytfcg.s3.amazonaws.com/Applications/MC2022101998.pdf
2022101997 | AT&T Wireless | Remove (9) existing antennas, replacing with (9) new Antennas Upgrade and modify ancillary equipment to support newly installed antennas. | Minor Modification | Trolley Museum | 336 | 1313 | Bonifant Rd | Silver Spring | RE-2 | M-NCPPC | M-NCPPC | Public | 39.0971 | -77.0327 | Monopole | 135 | 0 | James Marquez | 2022-10-12 16:40 |  | Withdrawn | Brookside Gardens MD, MD |  | https://montgomerycountytfcg.s3.amazonaws.com/Applications/MC2022101997.pdf
2022101995 | AT&T Wireless | Remove (9) existing antennas, replace with (9) new antennas, remove (3) existing RRHs, install (6) new RRHs, and upgrade/modify ancillary equipment to support newly installed antennas/RRHs. | Minor Modification | Leaman Property | 86 | 13820 | Clopper Rd | Boyds | R-200 | American Tower Asset Sub 2 LLC |  | Private | 39.1652 | -77.2908 | Monopole | 125 | 0 | James Marquez | 2022-10-12 16:15 |  | Withdrawn | Old Germantown, MD |  | https://montgomerycountytfcg.s3.amazonaws.com/Applications/MC2022101995.pdf
2022101994 | AT&T Wireless | Removing: (1) 80010121 (P1 ABG), (6) NNHH-65B-R4 (P2/P4 ABG) Proposed: (6) NNHH-65C-R4 (P1/P3 ABG), (3) AEQK (P2 ABG), (3) AEQU (P2 ABG) | Minor Modification | Argyle Country Club | 111 | 14600 | Argyle Club Rd | Silver Spring | RE-2 | Argyle Land Company |  | Private | 39.0961 | -77.0526 | Monopole | 125 | 0 | Logan Harthman | 2022-10-12 14:39 |  | Withdrawn | Colesville, MD |  | https://montgomerycountytfcg.s3.amazonaws.com/Applications/MC2022101994.pdf
2022101993 | AT&T Wireless | AT&T proposes to REMOVE (3) existing antennas, RELOCATE (3) existing RRHs and INSTALL (3) new NOKIA stacked antennas, for a total of (6) new antennas on an existing monopole. | Minor Modification | Bethesda Country Club | 51.01 | 7601 | Bradley Blvd | Bethesda | R-200 | Bethesda Country Club |  | Private | 39.0153 | -77.1501 | Monopole | 150 | 0 | Ryan Fitzgerald | 2022-10-12 01:20 | 2022-12-07 | Recommended | Montgomery Mall |  | https://montgomerycountytfcg.s3.amazonaws.com/Applications/MC2022101993+Application.pdf
2022101992 | Verizon Wireless | Verizon Wireless and T-Mobile currently have antennas installed on the existing lattice tower on the subject property. Pepco has let us know they are in the process of replacing that tower with a new tower at the same height. The new tower has been design | New | PEPCO Substation 118 Temporary Tower | 197.01 | 17101 | Germantown Rd | Germantown | AR | PEPCO | PEPCO | Private | 39.1379 | -77.2939 | Tower | 153 | 0 | Shea Beltran | 2022-10-10 10:20 |  | Withdrawn | Darnestown Temp |  | https://montgomerycountytfcg.s3.amazonaws.com/Applications/MC2022101992.pdf
2022101989 | Verizon Wireless | Verizon proposes to relocate (3) antennas. Install (3) antennas with integrated radios and (3) side by side mounts. Miscellaneous Groundwork. | Minor Modification | Seneca Ayr Farm | 68 | 13100 | Old Baltimore Rd West | Boyds | IL-1.0 H-50 | Linthicum Properties Management LLC | Crown Castle | Private | 39.2124 | -77.2755 | Monopole | 140 | 0 | Melissa White | 2022-10-06 14:06 |  | Withdrawn | Milestone |  | https://montgomerycountytfcg.s3.amazonaws.com/Applications/MC2022101989.pdf
2022101988 | Verizon Wireless | Verizon Wireless is removing (12) antennas, (24) coax cables and (6) TMAs. They are installing (9) antennas, (9) RRHs, (1) OVP and (2) hybrid cables on the existing tower structure. | Minor Modification | Pepco 621-S | 403 | 12400 Block of | Falconbridge Dr | Gaithersburg | R-200 | Pepco | Pepco | Private | 39.1007 | -77.2559 | Tower | 126 | 0 | Timothy Harris | 2022-10-06 12:39 | 2022-11-02 | Recommended | Chestnut |  | https://montgomerycountytfcg.s3.amazonaws.com/Applications/MC2022101988+Application.pdf
2022091980 | Verizon Wireless | Verizon proposed tower work: Remove (12) antennas, (3) RRHs, (2) OVP 2, (1) OVP 6, (12) Coax Cables, (1) Hybrid Cable, (3) T-Arm Mounts. Install (6) JMA MX06FR0860-02 antennas, (3) Samsung MT6407-77A Antennas, (3) Samsung B2/B66A RRH, (3) Samsung B5/B13 | Minor Modification | Izaak Walton League | 6 | 18301 | Waring Station Rd | Germantown | R-200 | Izaak Walton League |  | Private | 39.1551 | -77.2535 | Tower | 224 | 0 | Melissa White | 2022-10-05 14:41 | 2023-03-01 | Recommended | Sesame Seed |  | https://montgomerycountytfcg.s3.amazonaws.com/Applications/MC2022091980+Application.pdf
2022101984 | Verizon Wireless | Install (12) antennas and (1) hybrid cable Remove (12) antennas | Minor Modification | Aurora Condominiums | 410 | 7915 | Eastern Ave | Silver Spring | CR-3.0 CR-2.0 R-2.75 H-125-T | Aurora Condominium South |  | Private | 38.9865 | -77.0284 | Building | 107 | 0 | John Crooks | 2022-10-04 14:34 | 2022-11-02 | Recommended | North Gate-A |  | https://montgomerycountytfcg.s3.amazonaws.com/Applications/MC2022101984+Application.pdf
2022101983 | Verizon Wireless | This project involves removing 3 antennas and installing 6 antennas. Additionally, there will be 9 RRHs removed and 6 new RRHs installed. | Minor Modification | Cabin John Water Tank | 132 | 6711 | Tomlinson Terr | Cabin John | R-200 | WSSC | WSSC | Public | 38.9782 | -77.1597 | Water Tank | 133.5 | 0 | Aleks Melbardis | 2022-10-04 13:25 | 2022-12-07 | Recommended | Cabin John |  | https://montgomerycountytfcg.s3.amazonaws.com/Applications/MC2022101983+Application.pdf
2022101982 | T-Mobile | T-Mobile is proposing to remove (6) existing antennas, install (9) new antennas, remove (3) TMAs, install (6) new RRUs, remove (12) coax lines, install (4) hybrid lines, remove (1) existing cabinet, install (2) new cabinets, and upgrade ancillary equipme | Minor Modification | Laytonsville | 321 | 4301 | Brookeville Rd | Brookeville | AR | Jane C Maller, Trustee |  | Private | 39.184 | -77.0815 | Monopole | 182 | 0 | James Marquez | 2022-10-03 16:22 | 2022-11-02 | Recommended | 7WAN497A |  | https://montgomerycountytfcg.s3.amazonaws.com/Applications/MC2022101982+Application.pdf
2022091979 | Verizon Wireless | REMOVE (12) EXISTING ANTENNAS · INSTALL (16) PROPOSED ANTENNAS · REMOVE (12) EXISTING RRHs · INSTALL (12) PROPOSED RRHs | Minor Modification | Highland House | 497 | 5480 | Wisconsin Ave | Chevy Chase | CR-3.0 C-2.0 R-2.75 H-90 T | Highland House |  | Private | 38.9634 | -77.0873 | Building | 142 | 0 | John Crooks | 2022-09-29 13:27 | 2022-12-07 | Recommended | Friendship Heights |  | https://montgomerycountytfcg.s3.amazonaws.com/Applications/MC2022091979+Application.pdf
2022091978 | T-Mobile | T-Mobile is proposing to install (9) existing antennas, (6) new RRUs, (3) hybrids, install (2) cabinets, and install a 10' x 15' concrete pad within the existing compound. | Colocation | Mullinix Farm | 238 | 11416 | Hawkes Rd | Clarksburg | RC | Michael Longshore & Linda Better |  | Private | 39.2464 | -77.2363 | Monopole | 162 | 0 | James Marquez | 2022-09-29 09:38 |  | Withdrawn | 7WAN721A |  | https://montgomerycountytfcg.s3.amazonaws.com/Applications/MC2022091978.pdf
2022091977 | T-Mobile | T-Mobile is proposing to remove all spring equipment and mounts at elev. 220'. They will also be removing (6) existing antennas, (6) existing TMAs, (3) antenna mounts, and (12) coax lines at elev. 193'. T-Mobile will be installing (9) new antennas, (6) ne | Minor Modification | Haights Branch Tower | 112 | 5229 | Damascus Rd | Gaithersburg | AR | LECHLIDER DOUGLAS E & ROBIN L |  | Private | 39.2431 | -77.101 | Tower | 225 | 0 | James Marquez | 2022-09-28 11:12 | 2022-12-07 | Recommended | 7WAN158A |  | https://montgomerycountytfcg.s3.amazonaws.com/Applications/MC2022091977+Application.pdf
2022091971 | T-Mobile | T-Mobile is proposing to remove (3) exisitng antennas, remove (6) TMAs, and remove (12) coax lines @ 96' RAD center. Install (1) low profile platform mount, (9) new antennas, (6) new RRUs, and (6) hybrid cables @ 116' RAD Center. On the ground, T-Mobil | Minor Modification | Silver Spring YMCA | 4 | 9800 | Hastings Dr | Silver Spring | R-60 | n |  | Private | 39.0159 | -77.0134 | Monopole | 120 | 0 | James Marquez | 2022-09-27 09:41 | 2022-12-07 | Recommended | 7WAN055A |  | https://montgomerycountytfcg.s3.amazonaws.com/Applications/MC2022091971+Application.pdf
2022091963 | Verizon Wireless | Upgrade/Modify existing telecommunications facility to include: Install 6 new antennas Remove 6 radios and install 12 new radios | Minor Modification | Derwood Monopole | 633 | 15948 | Derwood Rd | Derwood | IM-2.5 H-50 | CSX Corporation, Inc |  | Private | 39.1161 | -77.1611 | Monopole | 145 | 0 | Joshua Schakola | 2022-09-26 17:33 |  | Withdrawn | Indianola-A |  | https://montgomerycountytfcg.s3.amazonaws.com/Applications/MC2022091963.pdf
2022091970 | Verizon Wireless | Remove (9) Antennas, (6) Radios, (6) Coax Cables, and (1) OVP. Install (9) Antennas and (6) Radios. Upgrade ground equipment within existing compound. | Minor Modification | Gate of Heaven | 116 | 13801 | Georgia Ave | Silver Spring | RE-2 | ROMAN CATHOLIC ARCHDIOCESE OF WASHINGTON |  | Private | 39.0877 | -77.0706 | Monopole | 190.5 | 0 | Andrea Holzer | 2022-09-26 17:31 | 2022-11-02 | Recommended | English Manor |  | https://montgomerycountytfcg.s3.amazonaws.com/Applications/MC2022091970+Application.pdf
2022091968 | Verizon Wireless | Relocate (3) Antennas. Remove (6) Radios. Install (6) Antennas and (6) Radios. Upgrade ground equipment within existing shelter. | Minor Modification | Barnhart Property | 220 | 24000 | Laytonsville Rd | Gaithersburg | AR | Ruppert Family 2012 Trust |  | Private | 39.2495 | -77.1449 | Monopole | 125 | 0 | Andrea Holzer | 2022-09-26 16:19 |  | Withdrawn | 614465 |  | https://montgomerycountytfcg.s3.amazonaws.com/Applications/MC2022091968.pdf
2022091965 | Dish Wireless | DISH proposes to co-locate on a pre-existing building rooftop - installing antenna mount, 3 antenna panels, and 6 RRU's. Dish Wireless is also adding (1) RF cabinet and associated cabinets on a proposed new metal platform on main roof level. | Colocation | Chateau Apartments | 53.01 | 9727 | Mt. Pisgah Rd | Silver Spring | R-H | Hillzo LP |  | Private | 39.0168 | -76.9745 | Building | 159 | 0 | Samantha Eck | 2022-09-26 08:31 | 2022-12-07 | Recommended | DCWDC00303A |  | https://montgomerycountytfcg.s3.amazonaws.com/Applications/MC2022091965+Application.pdf
2022091966 | T-Mobile | T-Mobile is proposing to remove (3) antenna mounts at elevation 155' and 193', install (1) platform at elevation 193', remove (6) existing antennas, install (9) new antennas (@ elev. 193'), remove (6) RRUs, install (6) new RRUs (@ elev. 193'), remove (1) | Minor Modification | Weitzer Property | 123 | 0 | Sugarland Rd | Poolesville | AR | BLUFFING GOAT FARM LLC |  | Private | 39.0857 | -77.3982 | Monopole | 195 | 0 | James Marquez | 2022-09-23 14:03 | 2022-11-02 | Recommended | 7WAN520A |  | https://montgomerycountytfcg.s3.amazonaws.com/Applications/MC2022091966+Application.pdf
2022091957 | Verizon Wireless | Remove (12) Antennas, (12) Radios, and (12) Diplexers. Install (9) Antennas and (9) Radios. | Minor Modification | Oakmont Monopole | 3 | 16801 | Oakmont Ave | Gaithersburg | IM-2.5 H-50 | 16801 Oakmont Avenue LLC |  | Private | 39.1315 | -77.174 | Monopole | 191 | 0 | Andrea Holzer | 2022-09-22 16:32 | 2022-12-07 | Recommended | Shady Grove |  | https://montgomerycountytfcg.s3.amazonaws.com/Applications/MC2022091957+Application.pdf
2022091960 | AT&T Wireless | Remove (6) antennas, Installing (12) Antennas Remove (12) Diplexers, Installing (6) Dual Fiber Jumpers & (6) 8AWG DC Jumpers Upgrade and modify ancillary equipment to support newly installed antennas. | Minor Modification | Sandy Spring VFD 40 | 117 | 16911 | Georgia Ave | Olney | RE-2 | Sandy Spring Vol. Fire Dept. | Fire | Private | 39.1336 | -77.068 | Monopole | 150 | 0 | Logan Harthman | 2022-09-22 14:39 |  | Withdrawn | Olney MD |  | https://montgomerycountytfcg.s3.amazonaws.com/Applications/MC2022091960.pdf
2022091956 | Verizon Wireless | Remove (6) RRHs. Install (6) Antennas, (6) RRHs and (1) Hybrid Cable. Upgrade ground equipment within existing shelter. | Minor Modification | Public Storage Briggs Chaney | 415 | 3351 | Briggs Chaney Rd | Silver Spring | EOF-0.75, H-100 T | Shurgard Maryland Properties Inc |  | Private | 39.075 | -76.9422 | Monopole | 140 | 0 | Andrea Holzer | 2022-09-21 16:02 | 2022-11-02 | Recommended | Fairland |  | https://montgomerycountytfcg.s3.amazonaws.com/Applications/MC2022091956+Application.pdf
2022091955 | Verizon Wireless | Remove (6) RRHs. Install (3) Antennas with integrated Radio and (6) RRHs. Upgrade ground equipment within existing compound. | Minor Modification | Wheaton Park Maint. Yard | 65 | 12012 | Alpert Ln | Silver Spring | R-90 | M-NCPPC | AT&T | Public | 39.0532 | -77.0286 | Monopole | 180 | 0 | Andrea Holzer | 2022-09-21 15:06 | 2022-12-07 | Recommended | Kemp Mill |  | https://montgomerycountytfcg.s3.amazonaws.com/Applications/MC2022091955+Application.pdf
2022091954 | Verizon Wireless | Remove (9) Antennas, (6) RRHs, and (6) Coax. Install (9) Antennas and (6) RRHs. Upgrade ground equipment within existing shelter | Minor Modification | Ferguson Farm | 63 | 14825 | Comus Rd | Boyds | AR | John W. Ferguson |  | Private | 39.2448 | -77.3004 | Tower | 193 | 0 | Andrea Holzer | 2022-09-20 09:42 | 2023-01-04 | Recommended | 114357 |  | https://montgomerycountytfcg.s3.amazonaws.com/Applications/MC2022091954+Application.pdf
2022091943 | Verizon Wireless | Verizon Wireless is removing (6) antennas and (6) diplexers. They are retaining (3) antennas and installing (9) antennas and (6) RRHs on the existing tower structure. | Minor Modification | Pepco 660-S | 272 | 11200 | Deborah Dr | Bethesda | R-90 | Pepco | Pepco | Private | 39.04 | -77.1646 | Tower | 146 | 0 | Bobby Bhandari | 2022-09-19 13:55 | 2022-11-02 | Recommended | Tuckerman |  | https://montgomerycountytfcg.s3.amazonaws.com/Applications/MC2022091943+Application.pdf
2022091953 | T-Mobile | Tower work: Existing Sprint mount at 87' to be utilized by T-Mobile. Remove (6) antennas, (2) hybrid cables, and (1) mount at 67' RAD center. (3) antennas & (3) RRUs to be relocated to 87' RAD Center. Ground Work: Install (2) Cabinets and upgrade ancillar | Minor Modification | Baptist Home | 147 | 6301 | Greentree Rd | Bethesda | R-60 | Baptist Home for Children |  | Private | 39.0026 | -77.1273 | Monopole | 120 | 0 | James Marquez | 2022-09-15 15:58 | 2022-11-02 | Not Recommended | 7WAN451A |  | https://montgomerycountytfcg.s3.amazonaws.com/Applications/MC2022091953+Application.pdf
2022091952 | T-Mobile | T-Mobile proposes to remove 3 antennas and 2 cabinets. T-Mobile proposes to install 3 new antennas, 9 new RRH's, and 2 new cabinets within pre-existing telecommunications facility, per plans. | Minor Modification | Pepco 750424-227810 | 115 |  | River Rd | Potomac | Re-2 | Pepco | Pepco | Public | 39.0269 | -77.2206 | Utility Pole | 56 | -1 | Corinne Fear | 2022-09-15 14:46 |  | Withdrawn | 7WAN337A |  | https://montgomerycountytfcg.s3.amazonaws.com/Applications/MC2022091952.pdf
2022091950 | T-Mobile | T-Mobile is proposing to remove (3) existing antennas, install (3) new antennas, remove (6) existing TMAs, install (3) new TMAs, install (3) hybrid lines, remove (1) exisitng cabinet, install (2) new cabinets, install (3) diplexers, and (9) new RRHs. | Minor Modification | Spencerville Free Methodist Church | 387 | 2100 | Spencerville Rd | Spencerville | RE-1 | Spencerville Free Methodist Church | Church | Private | 39.1181 | -76.9682 | Monopole | 102 | 0 | James Marquez | 2022-09-14 16:04 | 2022-11-02 | Recommended | 7WAN368B |  | https://montgomerycountytfcg.s3.amazonaws.com/Applications/MC2022091950+Application.pdf
2022091949 | AT&T Wireless | Remove (3) Antennas and all existing TMAs and Diplexers. Install (6) Antennas stacked in same position. Swap equipment cabinets. | Minor Modification | Takoma Tower | 27 | 7051 | Carroll Ave | Takoma Park | NR-0.75 H-50 | Takoma Tower LP | County | Public | 38.9747 | -77.0105 | Building | 109.1 | 0 | Andrea Holzer | 2022-09-14 15:10 | 2022-11-02 | Recommended | Tulip Ave |  | https://montgomerycountytfcg.s3.amazonaws.com/Applications/MC2022091949+Application.pdf
2022091947 | T-Mobile | Installing (9) new antennas, (6) new RRHs, (2) new cabinets, and a 10x15 proposed concrete pad within an existing compound | Colocation | Trolley Museum | 336 | 1313 | Bonifant Rd | Silver Spring | RE-2 | M-NCPPC | M-NCPPC | Public | 39.0971 | -77.0327 | Monopole | 135 | 0 | James Marquez | 2022-09-13 15:07 |  | Withdrawn | 7WAN668A |  | https://montgomerycountytfcg.s3.amazonaws.com/Applications/MC2022091947.pdf
2022091946 | AT&T Wireless | Remove (3) Antennas, (6) Diplexers, (6) Domes, and (3) DC Trunks. Install (6) Antennas, (3) Domes, (6) DC Trunks, and (3) Fiber trunks. | Minor Modification | Londonderry Apts | 17 | 17060 | King James Way | Gaithersburg | R-20 | Londonderry Afforadable LLC |  | Private | 39.1361 | -77.2069 | Building | 81 | 0 | Andrea Holzer | 2022-09-13 14:28 | 2022-11-02 | Recommended | Londonderry Tower |  | https://montgomerycountytfcg.s3.amazonaws.com/Applications/MC2022091946+Application.pdf
2022091942 | AT&T Wireless | AT&T intends to install a Fort Worth Tower, which will bring the total structure height to 154'6". AT&T's RAD center will actually be located at 157' after the installation of the Antenna Mounts. AT&T will install a new antenna mount with (6) Antennas; (9 | Colocation | PEPCO 37-S | 467 | 18917 | Bucklodge Rd | Boyds | AR | Pepco | Pepco | Private | 39.1693 | -77.3603 | Tower | 148.9 | 0 | Andrea Holzer | 2022-09-09 11:08 | 2022-11-02 | Recommended | Bucklodge Rd |  | https://montgomerycountytfcg.s3.amazonaws.com/Applications/MC2022091942+Application+and+Report.pdf
2022091939 | AT&T Wireless | AT&T to remove (6) antennas and (6) TMA's. Rotate existing mount. Install (9) new antennas and (3) RRH's. Relocate (6) RRHs. Install mount mods. Ground SOW: Upgrade ancillary equipment. | Minor Modification | Seneca Ayr Farm | 68 | 13100 | Old Baltimore Rd West | Boyds | IL-1.0 H-50 | Linthicum Properties Management LLC | Crown Castle | Private | 39.2124 | -77.2755 | Monopole | 140 | 0 | Joseph Stewart | 2022-09-06 11:02 | 2022-11-02 | Recommended | VADEN TER |  | https://montgomerycountytfcg.s3.amazonaws.com/Applications/MC2022091939+Application.pdf
2022081937 | Verizon Wireless | This project involves removing 9 existing antennas and installing 9 new antennas on an existing telecommunications facility. Additionally, there will be 6 new RRHs installed and 6 TMAs and Diplexers removed. | Minor Modification | Pepco 688-W | 333 | 4270 | Sir Walter Rd | Olney | R-200 | Pepco | Pepco | Private | 39.143 | -77.0842 | Tower | 152 | 0 | Aleks Melbardis | 2022-08-30 15:41 | 2022-11-02 | Recommended | Bready Road |  | https://montgomerycountytfcg.s3.amazonaws.com/Applications/MC2022081937+Application.pdf
2022081936 | T-Mobile | Add (1) 6160 equipment cabinet and other associated equipment on existing rooftop | Minor Modification | Takoma Business Center | 254 | 6930 | Carroll Ave | Takoma Park | CRT-1.5 C-1.5 R-0.5 H-50 | Takoma Business Center LLC |  | Private | 38.9753 | -77.0141 | Building | 110 | 0 | Leigh Dukatt | 2022-08-30 10:54 | 2022-10-06 | Recommended | 7WAN103A |  | https://montgomerycountytfcg.s3.amazonaws.com/Applications/MC2022081936+Application.pdf
2022081920 | Verizon Wireless | Verizon wireless is removing (6) RRHs, (3) TMAs, (3) diplexers and (12) antennas. They are adding (9) antennas and (9) RRHs on the existing tower structure. | Minor Modification | Pepco 81-N | 398 | 11500 | Game Preserve Rd | Gaithersburg | R-200 | Pepco | Pepco | Private | 39.1572 | -77.2366 | Tower | 131.5 | 0 | Timothy Harris | 2022-08-26 11:19 | 2022-11-02 | Recommended | Goodport |  | https://montgomerycountytfcg.s3.amazonaws.com/Applications/MC2022081920+Application.pdf
2022081930 | Dish Wireless | Add three (3) panel antennas, six (6) radios, cabling, and a single RF cabinet. In addition, DISH will leverage an existing platform and remove (1) existing cabinet from the existing platform. | Colocation | Shady Grove Post Office | 49 | 16501 | Shady Grove Rd | Gaithersburg | IM-0.5 H-75 | United States Postal Service | Federal | Public | 39.1264 | -77.17 | Monopole | 146 | 0 | John Kovacs | 2022-08-24 20:20 | 2022-12-07 | Recommended | DCWDC00696B |  | https://montgomerycountytfcg.s3.amazonaws.com/Applications/MC2022081930+Application.pdf
2022081929 | Dish Wireless | Add three (3) panel antennas, six (6) radios and a single RF cabinet to an existing tower. | Colocation | Barnhart Property | 220 | 24000 | Laytonsville Rd | Gaithersburg | AR | Ruppert Family 2012 Trust |  | Private | 39.2495 | -77.1449 | Monopole | 125 | 0 | John Kovacs | 2022-08-24 15:02 | 2022-11-02 | Recommended | DCWDC00063A |  | https://montgomerycountytfcg.s3.amazonaws.com/Applications/MC2022081929+Application.pdf
2022081927 | Verizon Wireless | Crown Castle will be installing a new metal pole including (1) new omni antenna on pole top (shrouded) and (1) RRH, meter, load center, and disconnect switch inside a concealed equipment cabinet mounted at the base of a pole. | New | Diamondback Pole | 754 |  | Diamondback Dr at Reprise Dr | Rockville | R-60 | Montgomery County | Crown Castle | Public | 39.1117 | -77.2082 | Utility Pole | 23 | -1 | Keosha Stricklin | 2022-08-23 09:51 |  | Withdrawn | WSH-010 NPP |  | https://montgomerycountytfcg.s3.amazonaws.com/Applications/MC2022081927.pdf
2022081926 | Verizon Wireless | Crown Castle will be installing a new metal pole including (1) new omni antenna on pole top (shrouded) and (1) RRH, meter, load center, and disconnect switch inside a concealed equipment cabinet mounted at the base of a pole. | New | Decoverly Pole | 756 | 2700 | Decoverly Dr | Rockville | EOF-1.5, H-75 | Montgomery County | Crown Castle | Public | 39.1094 | -77.2026 | Utility Pole | 0 | -1 | Keosha Stricklin | 2022-08-23 09:34 |  | Withdrawn | WSH-009 NPP |  | https://montgomerycountytfcg.s3.amazonaws.com/Applications/MC2022081926.pdf
2022081925 | T-Mobile | T-Mobile proposes to install 3 mounts, 9 antennas, 6 RRH's, 2 cabinets, per plan. | Colocation | PEPCO 106-S | 378.02 |  | East Village Ave @ Doubleland Rd | Gaithersburg | R-200 | Pepco | Pepco | Private | 39.1864 | -77.1689 | Tower | 131 | 0 | Corinne Fear | 2022-08-22 18:35 | 2022-11-02 | Recommended | 7WAN355A |  | https://montgomerycountytfcg.s3.amazonaws.com/Applications/MC2022081925+Application+and+Report.pdf
2022081923 | Verizon Wireless | Verizon wireless is removing (6) RRHs and (3) antennas. They are adding (6) antennas and (9) RRHs on the existing rooftop. | Minor Modification | Berkshire Towers | 42.02 | 11215 | Oak Leaf Dr | Silver Spring | R-10 | Enclave Holdings LLC |  | Private | 39.0397 | -76.994 | Building | 165 | 0 | Kimberly Pearlingi | 2022-08-19 12:13 | 2022-11-02 | Recommended | POINT |  | https://montgomerycountytfcg.s3.amazonaws.com/Applications/MC2022081923+Application.pdf
2022081922 | Verizon Wireless | Upgrade/modify rooftop telecommunication facility to include: Install 3 new Samsung MT6407-77A antennas. | Minor Modification | Bank of America Building | 59 | 10000 | Falls Rd | Potomac | NR-0.75 H-35 | Ten Thousand Falls Rd LLC |  | Private | 39.0191 | -77.209 | Building | 33 | 0 | Joshua Schakola | 2022-08-19 11:08 | 2022-09-07 | Recommended | Potomac Center |  | https://montgomerycountytfcg.s3.amazonaws.com/Applications/MC2022081922+Application.pdf
2022081921 | Verizon Wireless | Remove (3) existing antennas - (3) Quintel QS6658-2. Remove (6) RRHS - (3) Nokia-UHBB B13 RRH 2x40, (3) Nokia- UHIC B4 RRH 2x60-4R Install (3) antennas - (3) COMMSCOPE NNH4S4-65B-R4B-V1. Install (9) RRHS - (3) Samsung B2/B66A, (3) Samsung B5/B13, (3 | Minor Modification | National 4-H Council Bldg | 44 | 7100 | Connecticut Ave | Chevy Chase | R-60 | National 4-H Council |  | Private | 38.981 | -77.0788 | Building | 36 | 0 | Bobby Bhandari | 2022-08-17 17:14 | 2022-10-06 | Recommended | CC Church |  | https://montgomerycountytfcg.s3.amazonaws.com/Applications/MC2022081921+Application.pdf
2022081919 | Verizon Wireless | Install (3) Antennas, (1) OVP, and (1) Hybrid Cable at 127'. Upgrade ground equipment within existing shelter. | Minor Modification | Avenel Golf Course | 55 | 10010 | Oaklyn Dr | Potomac | RE-2C | WSSC | WSSC | Public | 38.9951 | -77.2038 | Monopole | 130 | 0 | Andrea Holzer | 2022-08-16 09:25 | 2022-10-06 | Recommended | Avenel |  | https://montgomerycountytfcg.s3.amazonaws.com/Applications/MC2022081919+Application.pdf
2022081918 | Verizon Wireless | Remove (9) Radios, (1) OVP, (1) Hybrid Cable, and (12) Diplexers. Install (6) Antennas, (6) Radios, and mount modifications at 114'. Upgrade ground equipment within existing shelter. | Minor Modification | Rinaldi Property | 24 | 15700 | Georgia Ave | Olney | R-200 | Patricia V Rinaldi |  | Private | 39.1159 | -77.0745 | Monopole | 120 | 0 | Andrea Holzer | 2022-08-16 08:53 |  | Withdrawn | Layhill |  | https://montgomerycountytfcg.s3.amazonaws.com/Applications/MC2022081918.pdf
2022081915 | Verizon Wireless | Remove (6) RRUs. Install (6) Antennas; (6) RRHs; and (1) Hybrid cable at 107'. Upgrade ground equipment within existing shelter. | Minor Modification | Colesville Monopole | 76 | 49 | Randolph Rd | Colesville | NR-0.75 H-45 | A.I. GLENVIEW LLC M & ML PATRIOT LLC ETAL |  | Private | 39.0764 | -77.0028 | Monopole | 150 | 0 | Andrea Holzer | 2022-08-15 09:51 | 2022-11-02 | Recommended | Colesville |  | https://montgomerycountytfcg.s3.amazonaws.com/Applications/MC2022081915+Application.pdf
2022081913 | Verizon Wireless | Remove (3) Antennas and (9) RRHs. Install (9) Antennas, (6) RRHs, (1) OVP, and (1) Hybrid Cable at 103'. Upgrade ground equipment within existing shelter. | Minor Modification | Airpark Industrial Center | 83 | 7707 | Airpark Rd | Gaithersburg | IL-1.0 H-50 | Crown Atlantic Co LLC |  | Private | 39.1715 | -77.1578 | Monopole | 120 | 0 | Andrea Holzer | 2022-08-15 09:00 | 2022-11-02 | Recommended | Montgomery County Airpark |  | https://montgomerycountytfcg.s3.amazonaws.com/Applications/MC2022081913+Application.pdf
2022081912 | Verizon Wireless | Remove (6) antennas - (6) Amphenol CWWX063X19X00 Install (6) antennas - (3) JMA MX06FRO660, (3) JMA MX14FRO660 Remove (6) RRHs - (3) Nokia UHBB B13, (3) Nokia UHIC B4 Install (9) RRHs - (3) Samsung B2/B66, (3) Samsung B5/B13, (3) Samsung RT-8808-77A | Minor Modification | Washington Baptist Church | 182 | 5144 | Massachusetts Ave | Bethesda | R-60 | Washington Jesus Baptist Church | Church | Private | 38.9507 | -77.1025 | Building | 35.8 | 0 | Timothy Harris | 2022-08-13 17:28 | 2022-10-06 | Recommended | Delcarlia |  | https://montgomerycountytfcg.s3.amazonaws.com/Applications/MC2022081912+Application.pdf
2022081911 | Verizon Wireless | Remove (18) Coax, (3) TMAs, and (3) Stand-off Mounts. Install new mounts and relocate remaining existing equipment to new mounts. Install (3) Antennas with Integrated RRHs and (1) Hybrid cable. Relocate (6) RRHs from the ground to the tower. All tower wor | Minor Modification | Beall Farm | 262 | 13201 | Lewisdale Rd | Clarksburg | AR | Rudell Beall & Sons Inc. |  | Private | 39.2886 | -77.2729 | Monopole | 184 | 0 | Andrea Holzer | 2022-08-12 09:51 | 2022-10-06 | Recommended | King Valley |  | https://montgomerycountytfcg.s3.amazonaws.com/Applications/MC2022081911+Application.pdf
2022081910 | Verizon Wireless | Remove (12) Antennas and (6) RRHs. Install (9) Antennas, (9) RRHs, and mount modifications at 70' | Minor Modification | Public Storage Prosperity | 402 | 12355 | Prosperity Dr | Silver Spring | CR-0.75 C-0.75 R-0.25 H-75 | Public Storage LP |  | Private | 39.0579 | -76.9655 | Monopole | 140 | 0 | Andrea Holzer | 2022-08-12 09:03 |  | Withdrawn | Prosperity |  | https://montgomerycountytfcg.s3.amazonaws.com/Applications/MC2022081910.pdf
2022081909 | Verizon Wireless | Remove (6) Antennas; (1) OVP; (3) RRHs; (6) Coax Cables; (1) Hybriflex; and (6) Diplexers. Install (9) Antennas; (9) RRHs; (1) OVP; (2) Hybriflex and mount modifications at 168' Upgrade ground equipment within existing shelter. | Minor Modification | Aspen Monopole | 104 | 15710 | New Hampshire Ave | Silver Spring | RE-2 | Michael A. Grodin |  | Private | 39.1161 | -76.9962 | Monopole | 172 | 0 | Andrea Holzer | 2022-08-11 15:42 | 2022-10-06 | Recommended | Browns Corner |  | https://montgomerycountytfcg.s3.amazonaws.com/Applications/MC2022081909+Application.pdf
2022081908 | Verizon Wireless | Remove (6) RRHs, (1) Hybrid Cable, and (1) OVP. Install (3) Antennas, (6) RRHs, (1) OVP, (2) Hybrid Cables, and mount modifications at 90'. Upgrade ground equipment within existing shelter. | Minor Modification | Northwood High School | 192 | 919 | University Blvd | Silver Spring | R-60 | Board of Education | School | Public | 39.0366 | -77.0223 | Monopole | 110 | 0 | Andrea Holzer | 2022-08-11 14:14 | 2022-12-07 | Recommended | Caddington |  | https://montgomerycountytfcg.s3.amazonaws.com/Applications/MC2022081908+Application.pdf
2022081907 | AT&T Wireless | AT&T proposes to REMOVE (3) existing antennas, RELOCATE all existing antenna platforms and existing antennas to top of mounting pipe, RELOCATE (2) antennas in GAMMA only and INSTALL (2) NOKIA Stacked antennas in each sector for a total of (8) and (5) new | Minor Modification | Shady Grove Medical Center | 401 | 9850 | Key West Ave | Darnestown | CR-1.0 C-0.5 R-1.0 H-150 | HSRE-Cap Med Shady Grove Med Village LLC |  | Private | 39.1004 | -77.2104 | Building | 52 | 0 | Ryan Fitzgerald | 2022-08-11 13:36 | 2022-11-02 | Recommended | Shady Cava |  | https://montgomerycountytfcg.s3.amazonaws.com/Applications/MC2022081907+Application.pdf
2022081906 | AT&T Wireless | AT&T proposes to RELOCATE (9) RRHs and INSTALL (3) pipe mounts and (3) new NOKIA stacked antennas, 1 in each sector for a total of (6) new antennas. | Minor Modification | WWDC Radio Tower | 40 | 8800 | Brookeville Rd | Silver Spring | IM-2.5 H-50 | Chancellor Media Corp. |  | Private | 38.9999 | -77.057 | Tower | 695 | 0 | Ryan Fitzgerald | 2022-08-11 10:51 | 2022-11-02 | Recommended | Lyttonsville |  | https://montgomerycountytfcg.s3.amazonaws.com/Applications/MC2022081906+Application.pdf
2022081905 | Verizon Wireless | Remove (6) antennas - (6) Commscope JAHH-65B-R3B Remove (9) RRHs - (3) Nokia B13, (3) Nokia B25, (3) Nokia B66 Install (9) antennas - (2) JMA MX06FRO640-02, (1) JMA MX06FRO660-02, (3) Samsung MT6407-77A, (2) JMA MX10FRO640-02, (1) JMA MX10FRO660-02 I | Minor Modification | Falls Rd Tank | 133 | 8505 | Aqueduct Rd | Potomac | R-90 | WSSC | WSSC | Public | 39.0598 | -77.1744 | Water Tank | 139 | 0 | Timothy Harris | 2022-08-10 23:33 | 2022-12-07 | Recommended | Falls Road |  | https://montgomerycountytfcg.s3.amazonaws.com/Applications/MC2022081905+Application.pdf
2022081904 | AT&T Wireless | AT&T proposes to REMOVE (6) existing antennas and (8) rectifiers, RELOCATE (6) RRHs and INSTALL new NOKIA stacked antennas, (2) per sector for a total of 6 and (3) new COMMSCOPE NNH4-65B-R6 antennas. | Minor Modification | Twinbrook | 604 | 1700 | Rockville Pike | Rockville | MXTD | Lincoln Property Company |  | Public | 39.0616 | -77.1246 | Building | 70 | 0 | Ryan Fitzgerald | 2022-08-10 18:24 |  | Withdrawn | Twinbrook |  | https://montgomerycountytfcg.s3.amazonaws.com/Applications/MC2022081904.pdf
2022081903 | AT&T Wireless | AT&T proposes to REMOVE (3) existing antennas and INSTALL (3) new NOKIA AEQU_AEQK stacked antennas for a total of (6) new antennas. | Minor Modification | Wentworth House | 458 | 5411 | McGrath Blvd | N Bethesda | CR-4.0 C-2 R-3.5 H-250 | LCOR North Bethesda Residential One, LLC |  | Private | 39.0497 | -77.1085 | Building | 160.8 | 0 | Ryan Fitzgerald | 2022-08-10 16:21 | 2022-10-06 | Recommended | Loehmann's Plaza |  | https://montgomerycountytfcg.s3.amazonaws.com/Applications/MC2022081903+Application.pdf
2022081902 | AT&T Wireless | AT&T proposes to REMOVE (3) existing antennas and INSTALL (3) new NOKIA stacked antennas for a total of (6) new antennas on an existing rooftop located at 11700 Old Columbia Pike Silver Spring, MD 20904. | Minor Modification | White Oak Towers Apts | 32 | 11700 | Old Columbia Pike | Silver Spring | R-10 | Old Columbia Pike Ltd. |  | Private | 39.0494 | -76.9805 | Building | 189 | 0 | Ryan Fitzgerald | 2022-08-10 15:43 |  | Withdrawn | Carriage House |  | https://montgomerycountytfcg.s3.amazonaws.com/Applications/MC2022081902.pdf
2022081887 | T-Mobile | T-Mobile is proposing to remove all existing sprint equipment, (6) existing T-Mobile antennas, (6) RRUs, (3) sector mounts, (1) existing cabinet, (1) coax cable, and (1) hybrid cable. T-Mobile is proposing to install (9) new antennas, (6) RRUs, (3) hy | Minor Modification | Troop 52 Forest Preserve | 113 | 16100 | Darnestown Rd | Dawsonville | AR | Seneca Creek Forest Preserve Inc |  | Private | 39.1343 | -77.335 | Tower | 180 | 0 | James Marquez | 2022-08-10 14:42 | 2022-12-07 | Recommended | 7WAN141A |  | https://montgomerycountytfcg.s3.amazonaws.com/Applications/MC2022081887+Application.pdf
2022081899 | T-Mobile | T-Mobile plans to remove sprint equipment and platform at elevation 140', and the following T-Mobile equipment: (9) existing antennas, (1) existing platform, (1) hybrid cable, (12) coax cables, and (1) existing cabinet. T-Mobile will be installing the | Minor Modification | Pyle Property | 190 | 211 | Ednor Rd | Silver Spring | RE-2 | Helen Pyle et al |  | Private | 39.1252 | -77.0182 | Monopole | 162 | 0 | James Marquez | 2022-08-08 16:01 | 2022-10-06 | Recommended | 7WAN154F |  | https://montgomerycountytfcg.s3.amazonaws.com/Applications/MC2022081899+Application.pdf
2022081893 | T-Mobile | T-Mobile proposes to install (9) antennas, (6) RRH's, (10) antenna mounts, (1) equipment cabinet, (1) battery cabinet, and (1) dish, per plans, to rooftop of 11418 Rockville Pike. | Colocation | White Flint Crossing | 450 | 11404 | Rockville Pike | North Bethesda | CR-4.0 | White Flint Crossing LLC |  | Private | 39.0431 | -77.1111 | Building | 260 | 0 | Corinne Fear | 2022-08-04 16:33 |  | Withdrawn | 7WAN731B |  | https://montgomerycountytfcg.s3.amazonaws.com/Applications/MC2022081893.pdf
2022051791 | Verizon Wireless | Verizon Wireless is removing (6) RRHs and (3) antennas. They are adding (6) antennas and (6) RRHs on existing building structure. | Minor Modification | Woodmont Triangle Garage | 505 | 7730 | Woodmont Ave | Bethesda | CR-5.0 C-5.0 R-4.75 H-175 | Montgomery County |  | Public | 38.9874 | -77.0967 | Building | 64 | 0 | Joshua Schakola | 2022-08-04 12:22 |  | Withdrawn | Fairmont |  | https://montgomerycountytfcg.s3.amazonaws.com/Applications/MC2022051791.pdf
2022081891 | Verizon Wireless | Upgrade/modify telecommunicaiton facility to include: remove 15 antennas and install 12 new antennas, remove 9 radios and install 6 new radios. | Minor Modification | Bethesda Row | 465 | 7255 | Woodmont Ave | Bethesda | CR-5.0 C-5.0 R-5.0 H-145 | Street Retail Inc. |  | Private | 38.9818 | -77.0955 | Building | 65 | 0 | Joshua Schakola | 2022-08-04 11:57 | 2023-02-01 | Recommended | Bethesda Row |  | https://montgomerycountytfcg.s3.amazonaws.com/Applications/MC2022081891+Application.pdf
2022071883 | Verizon Wireless | Upgrade/modify existing telecommunication facility to include: Remove 12 antennas and install 9 new antennas, remove 6 radios and install 9 new radios. | Minor Modification | Fire Station 31 | 10 | 12100 | Darnestown Rd | Gaithersburg | R-200 | Montgomery County |  | Public | 39.1161 | -77.2512 | Monopole | 161 | 0 | Joshua Schakola | 2022-08-04 10:29 | 2022-11-02 | Recommended | Quince Orchard |  | https://montgomerycountytfcg.s3.amazonaws.com/Applications/MC2022071883+Application.pdf
2022081886 | Verizon Wireless | Verizon wireless is removing (9) RRHs and Retaining (6) antennas. They are adding (6) antennas and (6) RRHs on an existing water tank. | Minor Modification | Bradley Water Tank 2 | 72.02 | 5603 | Radnor Rd | Bethesda | R-90 | WSSC | WSSC | Public | 38.9801 | -77.1136 | Water Tank | 106 | 0 | Kimberly Pearlingi | 2022-08-04 | 2022-10-06 | Recommended | Kenwood |  | https://montgomerycountytfcg.s3.amazonaws.com/Applications/MC2022081886+Application.pdf
2022071882 | Verizon Wireless | Upgrade/modify existing telecommunication facility to include: Remove 6 antennas and install 12 new antennas, remove 6 TMAs and installing 6 new radios. | Minor Modification | Old Burtonsville VFD | 64 | 15430 | Old Columbia Pike | Burtonsville | CRT-1.5 C-1.0 R-1.25 H-70 | Burtonsville VFD | Fire | Private | 39.1102 | -76.9367 | Monopole | 180 | 0 | Joshua Schakola | 2022-08-04 |  | Withdrawn | Burtonsville Manor |  | https://montgomerycountytfcg.s3.amazonaws.com/Applications/MC2022071882.pdf
2022081890 | AT&T Wireless | AT&T to relocate (3) antennas and (6) RRH's. Install (6) new antennas. Ground SOW: Install (7) rectifiers with associated equipment. | Minor Modification | Knights of Columbus 2 | 13.02 | 17001 | Overhill Rd | Derwood | RE-1 | Montg Cncl K C Bldg Corp |  | Private | 39.1346 | -77.1414 | Monopole | 150 | 0 | Joseph Stewart | 2022-08-03 | 2022-11-02 | Recommended | Hobble Bush |  | https://montgomerycountytfcg.s3.amazonaws.com/Applications/MC2022081890+Application.pdf
2022081889 | Verizon Wireless | REMOVING: · (9) EXISTING ANTENNAS · (12) EXISTING RRHS · (24) EXISTING DIPLEXERS · (3) EXISTING SECTOR OVP BOXES · (3) EXISTING EQUIPMENT OVP BOXES · (3) EXISTING 6x12 HYBRIFLEX CABLES PROPOSED: · (11) PROPOSED ANTENNAS · (9) PROPOSED RRH | Minor Modification | 6900 Wisconsin | 332 | 6900 | Wisconsin Ave | Chevy Chase | CR-3.0 | 6900 Wisconsin LLC |  | Private | 38.9785 | -77.0917 | Building | 80 | 0 | John Crooks | 2022-08-03 | 2022-11-02 | Recommended | Bethesda South |  | https://montgomerycountytfcg.s3.amazonaws.com/Applications/MC2022081889+Application.pdf
2022081888 | Dish Wireless | DISH proposes to co-locate on a pre-existing cell tower - installing antenna mount, 3 antenna panels, 6 RRU's and install equipment cabinet on the ground within the existing fenced in compound, which will hold proposed ground equipment. | Colocation | Leaman Property | 86 | 13820 | Clopper Rd | Boyds | R-200 | American Tower Asset Sub 2 LLC |  | Private | 39.1652 | -77.2908 | Monopole | 125 | 0 | Samantha Eck | 2022-08-02 | 2022-09-07 | Recommended | DCWDC00279C |  | https://montgomerycountytfcg.s3.amazonaws.com/Applications/MC2022081888+Application.pdf
2022071868 | Verizon Wireless | Verizon wireless is removing (12) RRHs and (16) antennas. They are adding (12) antennas and (12) RRHs on the existing rooftop. | Minor Modification | Crescent Bldg | 84 | 4600 | East-West Hwy | Bethesda | CR-5.0 C-5.0 R-4.75 H-175 | Bethesda Crescent 4600 CO Limited Prtnrship |  | Private | 38.9845 | -77.0929 | Building | 128.83 | 0 | Kimberly Pearlingi | 2022-08-01 | 2022-09-07 | Recommended | BCC-A |  | https://montgomerycountytfcg.s3.amazonaws.com/Applications/MC2022071868+Application.pdf
2022071862 | T-Mobile | Remove (3) existing antenna mounts, replace with (3) new antenna mounts, remove (6) existing antennas, install (9) new antennas, remove (6) existing RRHs, replace with (6) new RRHs, remove (1) existing cabinet, and install (2) new cabinets. | Minor Modification | Quail Hill Farms | 90 | 301 | Quailhill Drive | Brookeville | R | Andrew Austin |  | Private | 39.1628 | -77.0056 | Monopole | 170 | 0 | James Marquez | 2022-08-01 | 2022-09-07 | Recommended | 7WAN175A |  | https://montgomerycountytfcg.s3.amazonaws.com/Applications/MC2022071862+Application.pdf
2022071884 | Verizon Wireless | REMOVE (9) EXISTING ANTENNAS · INSTALL (9) PROPOSED ANTENNAS · REMOVE (6) 1 5/8" COAX CABLES · INSTALL (1) UPCONVERTER · REMOVE (6) EXISTING RRHs · INSTALL (9) PROPOSED RRHs · INSTALL (1) 6x12 HYBRID CABLES | Minor Modification | Tri-State Stone Quarry | 20 | 8200 | Seven Locks Rd | Bethesda | R-200 | Ben Porto & Son LTD |  | Private | 38.9887 | -77.1614 | Monopole | 154 | 0 | John Crooks | 2022-07-29 | 2022-10-06 | Recommended | Burning Tree |  | https://montgomerycountytfcg.s3.amazonaws.com/Applications/MC2022071884+Application.pdf
2022071885 | Verizon Wireless | Remove (6) RRH's, install (6) antennas and (9) RRH's. | Minor Modification | Phillips Office Building | 279 | 9420 | Key West Ave | Rockville | LSC-1.0 H-110 T | Key West III LP |  | Private | 39.1029 | -77.1938 | Building | 54.25 | 0 | John Crooks | 2022-07-29 | 2022-12-07 | Recommended | Medical Center Drive |  | https://montgomerycountytfcg.s3.amazonaws.com/Applications/MC2022071885+Application.pdf
2022071881 | Verizon Wireless | Collocate 6 antennas on a proposed Powermount Assemply supported by the Existing 133' Pepco Lattice tower with a RAD center of 142', install 6 RRHs and associated cabling and accessories. Install new 10'x3' concrete equipment bad at grade. | Colocation | Pepco 162-S | 472 | 1400 | Ashton Rd | Ashton | RC | Pepco | Pepco | Private | 39.1617 | -76.9842 | Tower | 133 | 0 | Joshua Schakola | 2022-07-28 | 2022-10-06 | Recommended | Tucker |  | https://montgomerycountytfcg.s3.amazonaws.com/Applications/MC2022071881+Application+and+Report.pdf
2022071877 | Verizon Wireless | Remove (6) antennas and (9) RRH's. Install (9) antennas and (6) RRH's | Minor Modification | Park Ritchie Apts | 48 | 7600 | Maple Ave | Takoma Park | R-10 | Park Ritchie LLC |  | Private | 38.9839 | -77.008 | Building | 151 | 0 | John Crooks | 2022-07-22 | 2023-01-04 | Recommended | Takoma Park |  | https://montgomerycountytfcg.s3.amazonaws.com/Applications/MC2022071877+Application.pdf
2022061819 | Verizon Wireless | Verizon is proposing to remove (9) existing antennas, replace with (12) new antennas, remove (6) existing RRHs, replace with (6) new RRHs, and upgrade/modify ancillary equipment in support of new antennas/RRHs. | Minor Modification | Watkins Mill High School | 386 | 10301 | Apple Ridge Rd | Gaithersburg | R-200 | Board of Education | School | Public | 39.1846 | -77.2137 | Monopole | 118 | 0 | James Marquez | 2022-07-22 | 2022-11-02 | Recommended | Apple Ridge |  | https://montgomerycountytfcg.s3.amazonaws.com/Applications/MC2022061819+Application.pdf
2022071872 | Verizon Wireless | Verizon wireless is removing (6) RRHs. They are adding (6) antennas and (6) RRHs on an existing water tank. | Minor Modification | Olney Water Tank | 25 | 17710 | Buehler Rd | Olney | RT-12.5 | WSSC | WSSC | Public | 39.1478 | -77.0644 | Water Tank | 118 | 0 | Kimberly Pearlingi | 2022-07-21 | 2022-09-07 | Recommended | Olney RELO - A |  | https://montgomerycountytfcg.s3.amazonaws.com/Applications/MC2022071872+Application.pdf
2022071874 | Dish Wireless | Add (3) antennas and (6) RRHs on existing 141' building. Dish will also be adding (1) new equipment platform to support related equipment cabinets on the main roof. | Colocation | Park Ritchie Apts | 48 | 7600 | Maple Ave | Takoma Park | R-10 | Park Ritchie LLC |  | Private | 38.9839 | -77.008 | Building | 151 | 0 | Samantha Eck | 2022-07-21 | 2022-11-02 | Recommended | WDWDC00872 |  | https://montgomerycountytfcg.s3.amazonaws.com/Applications/MC2022071874+Application.pdf
2022071875 | Verizon Wireless | Verizon wireless is removing (9) RRHs and (3) antennas. They are adding (6) antennas and (6) RRHs to the existing water tank. | Minor Modification | Colesville Tank | 138 | 2201 | Industrial Pkwy | Silver Spring | CR-1.0 C-1.0 R-0.5 H-220 | WSSC | WSSC | Public | 39.0495 | -76.9633 | Water Tank | 216 | 0 | Kimberly Pearlingi | 2022-07-21 | 2022-09-07 | Recommended | Paint Branch |  | https://montgomerycountytfcg.s3.amazonaws.com/Applications/MC2022071875+Application.pdf
2022071869 | Verizon Wireless | Verizon wireless is removing (6) RRHs and (3) antennas. They are adding (9) antennas and (6) RRHs on an existing rooftop. | Minor Modification | Park Montgomery II | 239 | 8830 | Piney Branch Rd | Silver Spring | R-10 | Pineway Towers Condominium Inc |  | Private | 39.0003 | -76.9928 | Building | 102.5 | 0 | Kimberly Pearlingi | 2022-07-20 | 2022-09-07 | Recommended | Montgomery Knolls |  | https://montgomerycountytfcg.s3.amazonaws.com/Applications/MC2022071869+Application.pdf
2022071870 | Dish Wireless | DISH Wireless is adding (3) antennas and (6) RRHs on an existing tower structure. Dish Wireless will also be adding an equipment cabinet on a new proposed metal platform on the ground. | Colocation | AT&T Long Line Tower | 120 | 12419 | Middlebrook Rd | Germantown | IM-2.5 H-50 | American Tower Inc. |  | Private | 39.1769 | -77.2572 | Tower | 125 | 0 | John Kovacs | 2022-07-20 | 2022-11-02 | Recommended | DCWDC00881C |  | https://montgomerycountytfcg.s3.amazonaws.com/Applications/MC2022071870+Application.pdf
2022071851 | AT&T Wireless | AT&T to remove (3) antennas and (6) coax. Install (9) antennas and (3) remote radios. Ground SOW: Decom UMTS cabinet & RET rack. Remove and replace existing power plant and battery rack. | Minor Modification | Airpark Industrial Center | 83 | 7707 | Airpark Rd | Gaithersburg | IL-1.0 H-50 | Crown Atlantic Co LLC |  | Private | 39.1715 | -77.1578 | Monopole | 120 | 0 | Joseph Stewart | 2022-07-19 | 2022-09-07 | Recommended | Montgomery Airpark / 10072218 |  | https://montgomerycountytfcg.s3.amazonaws.com/Applications/MC2022071851+Application.pdf
2022071867 | Dish Wireless | Dish wireless to add (3) new antennas and (6) RRHs on an existing building. They are also adding (1) new equipment platform and associated equipment cabinets on main roof. | Colocation | Summit Hills Apartments | 58 | 8484 | 16th St | Silver Spring | CR-2.5 C-0.25 R-2.5 H-145 | Summit Hills LLC |  | Private | 38.9951 | -77.037 | Building | 98.8 | 0 | Samantha Eck | 2022-07-19 | 2022-11-02 | Recommended | WDWDC00938 |  | https://montgomerycountytfcg.s3.amazonaws.com/Applications/MC2022071867+Application.pdf
2022071866 | Verizon Wireless | Crown Castle is adding (1) new omni antenna on pole top and (1) RRH, meter, load center, and disconnect switch inside an equipment cabinet mounted at the base of a replaced pole. | Colocation | Decoverly-Skyhill Pole 11030 | 757 | 9700 | Decoverly Dr | Rockville | EOF-1.5, H-75 | Montgomery County | Crown Castle | Public | 39.1095 | -77.2026 | Light Pole | 23 | -1 | Ashley Haake | 2022-07-18 13:18 | 2022-10-06 | Not Recommended | WSH-009 MSL |  | https://montgomerycountytfcg.s3.amazonaws.com/Applications/MC2022071866+Application+and+Report.pdf
2022071864 | Verizon Wireless | Crown Castle is adding (1) new omni antenna on pole top and (1) RRH, meter, load center, and disconnect switch inside an equipment cabinet mounted at the base of a replaced pole. | Colocation | Diamondback Pole 10021 | 755 |  | Diamondback Drive & Reprise Dr | Rockville | R-60 | Montgomery County | Crown Castle | Public | 39.1119 | -77.2082 | Light Pole | 23 | -1 | Ashley Haake | 2022-07-18 12:29 | 2022-10-06 | Not Recommended | WSH-010 MSL |  | https://montgomerycountytfcg.s3.amazonaws.com/Applications/MC2022071864+Application+and+Report.pdf
2022071863 | Other | Install new Crown Castle metal pole. The new pole will have a top mounted antenna and will house the associated conduit and radios in a concealed pole base. | New | Diamondback Utility Pole | 754 |  | Diamondback Dr at Reprise Dr | Rockville | R-60 | Montgomery County | Crown Castle | Public | 39.1117 | -77.2082 | Utility Pole | 23 | -1 | Ashley Haake | 2022-07-18 | 2022-08-10 | Withdrawn | WSH-010 NPP |  | https://montgomerycountytfcg.s3.amazonaws.com/Applications/MC2022071863.pdf
2022071865 | Other | Install new Crown Castle owned metal pole. The new pole will have a top mounted antenna and will house the associated conduit and radios in a concealed pole base. | New | Decoverly Pole | 756 | 2700 | Decoverly Dr | Rockville | EOF-1.5, H-75 | Montgomery County | Crown Castle | Public | 39.1094 | -77.2026 | Utility Pole | 0 | -1 | Ashley Haake | 2022-07-18 | 2022-08-10 | Withdrawn | WSH-009 NPP |  | https://montgomerycountytfcg.s3.amazonaws.com/Applications/MC2022071865.pdf
2022071861 | Verizon Wireless | Verizon wireless is removing (9) RRHs and Retaining (12) antennas. They are adding (6) antennas and (9) RRHs on an existing water tank. | Minor Modification | Brink Water Tank | 87 | 21701 | Ridge Rd | Germantown | AR | WSSC | WSSC | Public | 39.2126 | -77.238 | Water Tank | 124 | 0 | Kimberly Pearlingi | 2022-07-13 | 2022-08-03 | Recommended | GOSHEN |  | https://montgomerycountytfcg.s3.amazonaws.com/Applications/MC2022071861+Application.pdf
2022051785 | Verizon Wireless | Verizon wireless is removing (6) RRHs and (3) antennas. They are adding (3) antennas and (9) RRHs within the existing steeple. | Minor Modification | Hughes Methodist Church | 228 | 10700 | Georgia Ave | Silver Spring | R-60 | Hughes United Methodist Church | Church | Private | 39.0303 | -77.0481 | Building | 30 | 0 | Kimberly Pearlingi | 2022-07-11 | 2022-08-03 | Recommended | DENNIS |  | https://montgomerycountytfcg.s3.amazonaws.com/Applications/MC2022051785+Application.pdf
2022071859 | Verizon Wireless | The proposed project will include the removal of 9 existing antennas, 6 existing RRHs while installing 9 proposed antennas, 9 proposed RRH's, at the existing telecommunications facility as per plans. | Minor Modification | Cabin John VFW Post | 60 | 11511 | MacArthur Blvd | Potomac | RE-2 | Cabin John Memorial Post 5633 |  | Private | 38.9963 | -77.2381 | Monopole | 126 | 0 | Chris Conner | 2022-07-11 | 2022-08-03 | Recommended | C&O Canal |  | https://montgomerycountytfcg.s3.amazonaws.com/Applications/MC2022071859+Application.pdf
2022071860 | AT&T Wireless | TOWER WORK: REMOVE (5) ANTENNA(S), (3) T-ARM MOUNT(S), AND (6) TMA(s). INSTALL (3) SECTOR MOUNT(S), (3) DUAL RRU SWIVEL MOUNT(S), (8) ANTENNA(S), (4) RRH(s), (3) 0.92" DC TRUNK(S), AND (1) 0.405" FIBER TRUNK(S). EXISTING (4) ANTENNA(S), (12) RRH(s), | Minor Modification | AT&T Long Line Tower | 120 | 12419 | Middlebrook Rd | Germantown | IM-2.5 H-50 | American Tower Inc. |  | Private | 39.1769 | -77.2572 | Tower | 125 | 0 | bryan holmes | 2022-07-11 |  | Withdrawn | MIDDLEBROOK |  | https://montgomerycountytfcg.s3.amazonaws.com/Applications/MC2022071860.pdf
2022071858 | Verizon Wireless | Remove (12) antennas - (3) LPA-80063-6CF-EDIN, (6) HBX-6516DS-A1M, (3) BXA-70063-6CF-EDIN. Remove (3) TMAs - (3) Commscope TMA-T-21-A-V. Install (12) antennas - (3) MT6407-77A, (6) MX06FRO660-02, (3) RT4401. Install (6) RRHs - (3) B2/B66a RF4439d-25A, (3) | Minor Modification | Pepco 651-S | 400 | 8910 | Falls Farm Dr | Potomac | R-200 | Pepco | Pepco | Private | 39.0557 | -77.1844 | Tower | 126 | 0 | Timothy Harris | 2022-07-10 | 2022-09-07 | Recommended | Prestwick |  | https://montgomerycountytfcg.s3.amazonaws.com/Applications/MC2022071858+Application.pdf
2022071854 | Verizon Wireless | Remove (9) antennas - (3) HBXX-6517DS-A2M, (6) NH45C-1XB1. Retain (3) antennas - (3) BXA-70063-6CF. Install (9) antennas - (3) MX06FRO860-02, (3) MX10FRO860-03, (3) MT6407-77A. Remove (6) diplexers. Remove (9) RRHs - (3) AHCA Airscale Dual RRH 4T4R B5 160 | Minor Modification | Renaissance Plaza Apts | 16 | 14000 | Castle Blvd | Silver Spring | R-20 | Renaissance Plaza Condo |  | Private | 39.0858 | -76.9419 | Building | 100 | 0 | Timothy Harris | 2022-07-09 | 2022-09-07 | Recommended | Castleleigh |  | https://montgomerycountytfcg.s3.amazonaws.com/Applications/MC2022071854+Application.pdf
2022071855 | Verizon Wireless | Install (6) antennas - (3) MT6407-77A, (3) RT4401 Retain (9) antennas - (6) SBNHH-1D65B, (3) BXA-80080-8CF Remove (6) RRHs - (3) AHFIC 320W PCS/AWS, (3) B13 4x30 60W 700 Install (6) RRHs - (3) B2/B66a RF4439d-25A, (3) B5/B13 RF4440d-13A | Minor Modification | Rock Creek Terrace Apts | 8 | 12630 | Veirs Mill Rd | Rockville | R-10 | Rock Creek Terrace LP |  | Private | 39.0631 | -77.0964 | Building | 153 | 0 | Timothy Harris | 2022-07-09 | 2022-08-03 | Recommended | Parklawn |  | https://montgomerycountytfcg.s3.amazonaws.com/Applications/MC2022071855+Application.pdf
2022071856 | Verizon Wireless | Remove (6) antennas - (6) HBXX-6517DS-A2M Retain (3) antennas - (3) X7CAP-665-C2 Install (9) antennas - (3) NHH-65C-R2B, (3) NHHSS-65C-R2B, (3) MT6407-77A Remove (6) RRHs - (3) UHBA B13, (3) UHIE B66A Install (9) RRHs - (3) B2/B66A RF4439d-25A, (3) | Minor Modification | Potomac Water Filt. Plant | 91 | 12200 | River Rd | Rockville | RE-2 | WSSC | WSSC | Public | 39.0405 | -77.2537 | Building | 81.3 | 0 | Timothy Harris | 2022-07-09 | 2022-11-02 | Recommended | Watts Branch |  | https://montgomerycountytfcg.s3.amazonaws.com/Applications/MC2022071856+Application.pdf
2022071857 | Verizon Wireless | Remove (12) antennas - (6) BXA-70040-6CF, (6) BXA-171040-8CF. Install (9) antennas - (3) MX06FRO860-02, (3) MT6407-77A, (3) MX10FRO860-02. Remove (9) RRHs - (3) UHBB B13, (3) UHFA B25, (3) UHIC B4. Install (9) RRHs - (3) B2/B66A RF4439d-25A, (3) B5/B13. | Minor Modification | Chevy Chase Safeway | 486 | 5000 | Bradley Blvd | Chevy Chase | CRT-0.5 C-0.5 R-0.2 | Safeway Inc |  | Private | 38.9773 | -77.099 | Building | 34 | 0 | Timothy Harris | 2022-07-09 | 2022-09-07 | Recommended | Rover |  | https://montgomerycountytfcg.s3.amazonaws.com/Applications/MC2022071857+Application.pdf
2022071853 | AT&T Wireless | AT&T to remove (6) antennas, (6) coax, ancillary equipment and (3) mounts. Install new mounts, (9) new antennas. Relocate (3) existing antennas and (15) RRH's. Ground SOW: Decom UMTS cabinet and RET rack. Remove (6) coax and (12) diplexers. Install (2) | Minor Modification | Pinnacle Towers | 21 | 5202 | River Rd | Bethesda | IM-2.5 H-50 | Pinnacle Towers Inc |  | Private | 38.9639 | -77.1047 | Tower | 744.5 | 0 | Joseph Stewart | 2022-07-07 | 2022-10-06 | Recommended | Bethesda (River Rd) |  | https://montgomerycountytfcg.s3.amazonaws.com/Applications/MC2022071853+Application.pdf
2022061838 | Verizon Wireless | REMOVE (6) EXISTING ANTENNAS · INSTALL (6) PROPOSED ANTENNAS · REMOVE (6) 1 5/8" COAX CABLES · REMOVE (1) 6x12 HYBRID CABLE · INSTALL (1) POWERSHIFT SHELF · INSTALL (5) BOOST MODULES · REMOVE (9) EXISTING RRHs · INSTALL (6) PROPOSED RRHs · | Minor Modification | Bethesda Country Club | 51.01 | 7601 | Bradley Blvd | Bethesda | R-200 | Bethesda Country Club |  | Private | 39.0153 | -77.1501 | Monopole | 150 | 0 | John Crooks | 2022-06-30 | 2022-08-03 | Recommended | Bethesda Country Club |  | https://montgomerycountytfcg.s3.amazonaws.com/Applications/MC2022061838+Application.pdf
2022061845 | Dish Wireless | Add three (3) panel antennas, six (6) radios, and a single RF cabinet on a new 5'x7' steel, nonpenetrating platform within the existing fenced compound. | Colocation | Argyle Country Club | 111 | 14600 | Argyle Club Rd | Silver Spring | RE-2 | Argyle Land Company |  | Private | 39.0961 | -77.0526 | Monopole | 125 | 0 | John Kovacs | 2022-06-30 |  | Withdrawn | DCWDC00080A |  | https://montgomerycountytfcg.s3.amazonaws.com/Applications/MC2022061845.pdf
2022061844 | AT&T Wireless | AT&T to remove (6) antennas, (6) RRH's and (12) coax. relocate (6) antennas and (6) RRH's. Install (6) new antennas and (3) RRH's. Ground SOW: Remove existing power plant & battery rack. Install new power plant, batteries, rectifiers and converters wit | Minor Modification | Northwood High School | 192 | 919 | University Blvd | Silver Spring | R-60 | Board of Education | School | Public | 39.0366 | -77.0223 | Monopole | 110 | 0 | Joseph Stewart | 2022-06-29 | 2022-08-03 | Recommended | SPRINGBROOK MANOR |  | https://montgomerycountytfcg.s3.amazonaws.com/Applications/MC2022061844+Application.pdf
2022061823 | Verizon Wireless | Remove (9) Radios and (6) Diplexers. Install (6) Antennas; (6) Radios; and (1) Hybrid Cable. Upgrade ground equipment within existing shelter | Minor Modification | Sherwood High School | 157 | 300 | Olney-Sandy Spring Rd | Sandy Spring | RNC | Board of Education | School | Public | 39.1485 | -77.0172 | Monopole | 150 | 0 | Andrea Holzer | 2022-06-21 | 2022-11-02 | Recommended | Sandy Spring |  | https://montgomerycountytfcg.s3.amazonaws.com/Applications/MC2022061823+Application.pdf
2022061840 | T-Mobile | Proposed installation of strand node MNG-166 on existing PEPCO pole 799413-820440. Strand Node Equipment to be installed: -Strand Cable -Ericsson 6523 semi-integrated panel antenna (1) -Ericsson Diplex Filter B2+B66/B30 (4-2) Diplexer (2) -Ericsson | Colocation | PEPCO 799413-820440 | 753 | 6494 | New Hampshire Ave | Takoma Park | CRT-2.25, C-1.5, R-0.75, H-50 | Montgomery County | Pepco | Public | 38.9688 | -77.0004 | Utility Pole | 45 | -1 | Alexa Clottin | 2022-06-21 | 2022-10-06 | Recommended | MNG-166 |  | https://montgomerycountytfcg.s3.amazonaws.com/Applications/MC2022061840+Application+and+Report.pdf
2022061837 | Verizon Wireless | Retain (9) antennas - (6) Commscope SBNHH-1D65B, (3) JMA BXA-80063-6CF Install (6) antennas - (3) Samsung MT6407-77A, (3) Samsung RT4401 Remove (9) RRHs - (3) Ericsson B13, (3) Ericsson B25, (3) Ericsson B66 Install (6) RRHs - (3) Samsung B5/B13 (RF4 | Minor Modification | Classic Residence | 19 | 8100 | Connecticut Ave | Chevy Chase | R-10 | SNH CCMD Properties LLC |  | Private | 38.9917 | -77.0778 | Building | 138 | 0 | Timothy Harris | 2022-06-17 | 2022-08-03 | Recommended | Rollingwood |  | https://montgomerycountytfcg.s3.amazonaws.com/Applications/MC2022061837+Application.pdf
2022061836 | Dish Wireless | Dish proposes to install (3) antennas and (6) RRUs and ancillary equipment and (2) cabinets and other equipment as per plans. | Colocation | Rinaldi Property | 24 | 15700 | Georgia Ave | Olney | R-200 | Patricia V Rinaldi |  | Private | 39.1159 | -77.0745 | Monopole | 120 | 0 | Nicole Bennett | 2022-06-16 | 2022-09-07 | Recommended | DCWDC00161A |  | https://montgomerycountytfcg.s3.amazonaws.com/Applications/MC2022061836+Application.pdf
2022061833 | Verizon Wireless | Remove (15) antennas - (6) Commscope HBXX-6517DS-A2M, (6) CSS X7C-FRO-640-V-00, (3) Amphenol BXA-171063-8CF-EDIN Retain (3) antennas - (3) Amphenol BXA-80063-6CF Install (9) antennas - (3) Samsung MT6407-77A, (3) JMA MX06FRO660-02, (3) JMA MX10FRO660-05 | Minor Modification | Democracy Plaza II | 131 | 6707 | Democracy Blvd | Bethesda | CR-1.5, C-1.0, R-0.75, H-150 | Rock Spring Properties |  | Private | 39.0231 | -77.1377 | Building | 110.3 | 0 | Timothy Harris | 2022-06-14 | 2022-10-06 | Recommended | Democracy |  | https://montgomerycountytfcg.s3.amazonaws.com/Applications/MC2022061833+Application.pdf
2022061834 | T-Mobile | On an existing tower, install (1) platform mount, install (9) new antennas, install (9) new RRUs, install, (4) hybrid cables, install (1) new 10'x20' concrete pad, (1) H-Frame with Associated equipment, install (1) new ice bridge, install (2) cabinets, an | Colocation | Warfield Property | 423 | 25723 | Woodfield Rd | Damascus | RNC | James Warfield |  | Private | 39.2754 | -77.2013 | Monopole | 149 | 0 | James Marquez | 2022-06-14 |  | Withdrawn | 7WAN504C |  | https://montgomerycountytfcg.s3.amazonaws.com/Applications/MC2022061834.pdf
2022061831 | Verizon Wireless | Verizon wireless is removing (9) RRHs and (3) antennas. They are adding (9) antennas and (6) RRHs and one distribution box (beta sector) on an existing monopole. | Minor Modification | Extra Space Storage Monopole | 578 | 12030 | Parklawn Dr | Rockville | IL-1.0 H-50 | ESS Prisa LLC |  | Private | 39.0546 | -77.1078 | Monopole | 100 | 0 | Kimberly Pearlingi | 2022-06-13 | 2022-08-03 | Recommended | Loehmanns - A |  | https://montgomerycountytfcg.s3.amazonaws.com/Applications/MC2022061831+Application.pdf
2022061830 | Verizon Wireless | Removing (12) antennas - (2) Andrew HBXX-3319DS-A2M, (4) Andrew HBXX-6516DS-A2M, (2) Andrew LNX-4514DS-A1M, (4) Andrew LNX-6514DS-A1M Removing (6) RRHs - (3) Nokia UHBB B13, (3) Nokia UHIC B4 Installing (12) antennas - (2) Commscope NHH-45A-R2B, (4) C | Minor Modification | DJW Monopole | 481 | 14495 | Southlawn Ln | Rockville | IH-2.5, H-70 | DJW | DJW LLC | Private | 39.0941 | -77.142 | Monopole | 74 | 0 | Timothy Harris | 2022-06-12 | 2022-07-06 | Recommended | Southlawn |  | https://montgomerycountytfcg.s3.amazonaws.com/Applications/MC2022061830+Application.pdf
2022061828 | AT&T Wireless | Remove (6) antennas and (6) diplexers. Relocate (6) antennas and (15) RRH's. Install (6) new antennas. Ground SOW: Decom existing UMTS cabinet, remove and replace power plant with associated equipment. | Minor Modification | Colesville Monopole | 76 | 49 | Randolph Rd | Colesville | NR-0.75 H-45 | A.I. GLENVIEW LLC M & ML PATRIOT LLC ETAL |  | Private | 39.0764 | -77.0028 | Monopole | 150 | 0 | Joseph Stewart | 2022-06-10 | 2022-09-07 | Recommended | FAIRKNOLL |  | https://montgomerycountytfcg.s3.amazonaws.com/Applications/MC2022061828+Application.pdf
2022061822 | T-Mobile | T-Mobile is removing (6) existing antennas, (3) RRHs and (9) TMAs. They are adding (6) antennas and (6) RRHs on existing tower structure. T-Mobile is removing (1) existing cabinet and adding (2) new cabinets on the ground. | Minor Modification | Pepco 195-S | 341 | 4751 | Sandy Spring Rd | Burtonsville | R-200 | Pepco | Pepco | Private | 39.106 | -76.9131 | Tower | 150 | 0 | James Marquez | 2022-06-09 | 2022-07-06 | Recommended | 7WAS393D |  | https://montgomerycountytfcg.s3.amazonaws.com/Applications/MC2022061822+Application.pdf
2022061826 | AT&T Wireless | AT&T proposes to REMOVE (3) existing antennas and existing (6) diplexers, and then INSTALL (6) new antennas and (3) new rectifiers. | Minor Modification | Rock Creek Terrace Apts | 8 | 12630 | Veirs Mill Rd | Rockville | R-10 | Rock Creek Terrace LP |  | Private | 39.0631 | -77.0964 | Building | 153 | 0 | Ryan Fitzgerald | 2022-06-09 | 2022-08-03 | Recommended | Walbridge |  | https://montgomerycountytfcg.s3.amazonaws.com/Applications/MC2022061826+Application.pdf
2022031707 | T-Mobile | T-Mobile proposes removing 3 antennas, 9 TMAs, 3 RRUs, 1 cabinet, and installing 6 antennas, 3 RRUs, 2 cabinets at the existing telecommunications facility, per plans. | Minor Modification | Pepco 611-N | 308 | 13139-T | Colton Ln | Gaithersburg | RE-1 | Pepco | Pepco | Private | 39.121 | -77.2711 | Tower | 116 | 0 | Katherine Blackwood | 2022-06-09 | 2022-08-03 | Recommended | 7WAN295B |  | https://montgomerycountytfcg.s3.amazonaws.com/Applications/MC2022031707+Application.pdf
2022061827 | T-Mobile | TOWER SCOPE OF WORK: REMOVE (6) ANTENNAS, (3) TMAs, (3) RRUs 11 B12, (12) COAX CABLES and (1) 9x18 HCS 60m CABLES. INSTALL (9) ANTENNAS, (6) RRUs and (3) 6x24 4AWG 60m CABLES. GROUND SCOPE OF WORK: REMOVE (1) RBS 2106 CABINET, (1) DUW30 and (6) RU22. I | Minor Modification | Avenel Golf Course | 55 | 10010 | Oaklyn Dr | Potomac | RE-2C | WSSC | WSSC | Public | 38.9951 | -77.2038 | Monopole | 130 | 0 | Karen Cancro | 2022-06-09 | 2022-11-02 | Recommended | 7WAN098A |  | https://montgomerycountytfcg.s3.amazonaws.com/Applications/MC2022061827+Application.pdf
2022061825 | Verizon Wireless | Verizon proposes to remove (12) antennas and (6) RRHs and install (9) antennas and (9) RRHs to existing telecommunications tower | Minor Modification | Mullinix Farm | 238 | 11416 | Hawkes Rd | Clarksburg | RC | Michael Longshore & Linda Better |  | Private | 39.2464 | -77.2363 | Monopole | 162 | 0 | Kevin Feng | 2022-06-08 | 2022-08-03 | Recommended | Cedar Grove |  | https://montgomerycountytfcg.s3.amazonaws.com/Applications/MC2022061825+Application.pdf
2022061824 | Dish Wireless | New Installation for Dish Wireless. Install (3) Antennas (1 per sector); (6) Radios (2 per sector); (3) Over voltage protection devices (1 per sector); (3) Hybrid cables (1 per sector); and (1) metal platform for equipment cabinet. | Colocation | Wisconsin Avenue | 752 | 7475 | Wisconsin Avenue | Bethesda | CR-5.0 C-5.0 R-4.75 H-290 | Invisible Towers, LLC |  |  | 38.9844 | -77.0938 | Building | 129 | 0 | Andrea Holzer | 2022-06-07 | 2022-09-07 | Recommended | DCWDC00385B |  | https://montgomerycountytfcg.s3.amazonaws.com/Applications/MC2022061824+Application+and+Report.pdf
2022061821 | T-Mobile | T-Mobile proposes to remove (3) existing antennas, replace with (3) new antennas, remove (6) existing TMAs, remove (3) existing diplexers, install (9) new RRUs, remove (12) coax lines, remove (2) cabinets, install (6) hybrid lines, and install new equipme | Minor Modification | Faith Methodist Church | 354 | 6810 | Montrose Rd | Rockville | R-90 | Faith Methodist Church | Church | Private | 39.0536 | -77.1389 | Tower | 22.3 | 0 | James Marquez | 2022-06-06 | 2022-07-06 | Recommended | 7WAN102C |  | https://montgomerycountytfcg.s3.amazonaws.com/Applications/MC2022061821+Application.pdf
2022061820 | Verizon Wireless | Verizon Wireless is removing (6) RRHs and (6) antennas. They are adding (12) antennas and (6) RRHs on an existing building structure. | Minor Modification | Village Square Apartments | 43.02 | 12011 | Veirs Mill Rd | Silver Spring | R-30 | Grossberg Louis C ET AL |  | Private | 39.053 | -77.0756 | Building | 42 | 0 | Kimberly Pearlingi | 2022-06-03 | 2022-08-03 | Recommended | GAIL |  | https://montgomerycountytfcg.s3.amazonaws.com/Applications/MC2022061820+Application.pdf
2022061818 | Verizon Wireless | REMOVE (3) EXISTING ANTENNAS · REMOVE (6) EXISTING REMOTE RADIO HEADS · INSTALL (9) PROPOSED ANTENNAS · INSTALL (6) PROPOSED REMOTE RADIO HEADS · INSTALL (3) PROPOSED 1x2 TOP-SIDE POWER AND FIBER JUMPERS, (1) PER SECTOR · INSTALL (3) PROPOSED 1 | Minor Modification | Cedar Lane Water Tank | 397 | 5417 | Cedar Ln W | Bethesda | R-60 | WSSC | WSSC | Public | 39.005 | -77.109 | Water Tank | 94.17 | 0 | John Crooks | 2022-06-02 | 2023-01-04 | Recommended | Ewing |  | https://montgomerycountytfcg.s3.amazonaws.com/Applications/MC2022061818+Application.pdf
2022061810 | Verizon Wireless | Verizon proposes to remove (6) RRHs and install (6) antennas and (6) RRHs to existing telecommunications tower | Minor Modification | McDonnell Property | 93.01 | 20315 | Georgia Ave | Brookeville | RC | Timothy McDonnell |  | Private | 39.1899 | -77.0607 | Monopole | 188 | 0 | Kevin Feng | 2022-06-01 | 2022-07-06 | Recommended | Brookeville |  | https://montgomerycountytfcg.s3.amazonaws.com/Applications/MC2022061810+Application.pdf
2022061811 | Verizon Wireless | Verizon proposes to remove (12) antennas and (3) RRHs and install (9) antennas and (9) RRHs to existing telecommunications tower | Minor Modification | Wildlife Club Monopole | 428 | 26430 | Mullinix Mill Rd | Mt. Airy | AR | Wildlife Achievement Club |  | Private | 39.2927 | -77.153 | Monopole | 149 | 0 | Kevin Feng | 2022-06-01 | 2022-07-06 | Recommended | Boot Jack - A |  | https://montgomerycountytfcg.s3.amazonaws.com/Applications/MC2022061811+Application.pdf
2022061816 | Verizon Wireless | Verizon proposes to remove (9) antennas and (6) RRHs and (6) diplexers and install (9) antennas and (9) RRHs to existing telecommunications tower | Minor Modification | Hungerford Property | 244 | 14615 | Clopper Rd | Boyds | IM-0.25 H-50 | Walter Hungerford & Sons |  | Private | 39.1824 | -77.3029 | Monopole | 150 | 0 | Kevin Feng | 2022-06-01 | 2022-07-06 | Recommended | Boyds |  | https://montgomerycountytfcg.s3.amazonaws.com/Applications/MC2022061816+Application.pdf
2022061812 | T-Mobile | T-Mobile is removing (9) existing antennas and (6) RRHs. They are adding (6) antennas and (3) RRHs on existing tower structure. T-Mobile is removing (1) existing cabinet and adding (2) new cabinets to the ground. | Minor Modification | Izaak Walton League | 6 | 18301 | Waring Station Rd | Germantown | R-200 | Izaak Walton League |  | Private | 39.1551 | -77.2535 | Tower | 224 | 0 | Karen Cancro | 2022-06-01 | 2022-10-06 | Recommended | 7WAN077A |  | https://montgomerycountytfcg.s3.amazonaws.com/Applications/MC2022061812+Application.pdf
2022061817 | T-Mobile | T-Mobile proposes removing 9 antennas, 9 TMAs, 3 RRUs, 1 cabinet, and installing 9 antennas, 6 RRUs, 2 cabinets, per plans, at the existing telecommunications facility. | Minor Modification | Pepco 96-R | 431 | 21612 | New Hampshire Ave | Brookeville | RC | Pepco | Pepco | Private | 39.21 | -77.0414 | Tower | 155 | 0 | Katherine Blackwood | 2022-06-01 | 2022-07-06 | Recommended | 7WAN498A |  | https://montgomerycountytfcg.s3.amazonaws.com/Applications/MC2022061817+Application.pdf
2022061813 | Verizon Wireless | Verizon proposes to remove (9) antennas and (6) RRHs and (9) diplxers and install (9) antennas and (9) RRHs to existing telecommunications tower. | Minor Modification | Kruhm Farm Tower | 118 | 16001 | Kruhm Rd | Burtonsville | RC | Fred Kruhm |  | Private | 39.1217 | -76.9453 | Tower | 190 | 0 | Kevin Feng | 2022-06-01 | 2022-08-03 | Recommended | Spencerville |  | https://montgomerycountytfcg.s3.amazonaws.com/Applications/MC2022061813+Application.pdf
2022061815 | Verizon Wireless | Verizon proposes to remove (3) antennas and (12) RRHs and install (9) antennas and (6) RRHs to existing telecommunications tower. | Minor Modification | AT&T Long Line Tower | 120 | 12419 | Middlebrook Rd | Germantown | IM-2.5 H-50 | American Tower Inc. |  | Private | 39.1769 | -77.2572 | Tower | 125 | 0 | Kevin Feng | 2022-06-01 | 2022-08-03 | Recommended | Germantown |  | https://montgomerycountytfcg.s3.amazonaws.com/Applications/MC2022061815+Application.pdf
2022051808 | Verizon Wireless | Verizon proposes to remove (12) antennas and (6) RRHs and install (9) antennas and (6) RRHs to existing tower | Minor Modification | Pyle Property | 190 | 211 | Ednor Rd | Silver Spring | RE-2 | Helen Pyle et al |  | Private | 39.1252 | -77.0182 | Monopole | 162 | 0 | Kevin Feng | 2022-05-31 | 2022-07-06 | Recommended | Norwood |  | https://montgomerycountytfcg.s3.amazonaws.com/Applications/MC2022051808+Application.pdf
2022051809 | Verizon Wireless | Verizon proposes to remove (9) antennas and (6) RRHs and install (9) antennas and (9) RRHs to existing telecommunications tower | Minor Modification | Quail Hill Farms | 90 | 301 | Quailhill Drive | Brookeville | R | Andrew Austin |  | Private | 39.1628 | -77.0056 | Monopole | 170 | 0 | Kevin Feng | 2022-05-31 | 2022-08-03 | Recommended | Ashton |  | https://montgomerycountytfcg.s3.amazonaws.com/Applications/MC2022051809+Application.pdf
2022051806 | Verizon Wireless | This project consists of Verizon Wireless installing (3) 5G 28GHZ antennas along an existing PEPCO owned wood utility pole located within the Maryland State Highway maintained ROW. PEPCO will replace the existing wood pole to accommodate the small cell w | Colocation | PEPCO 795419-4179 | 751 | 399 | Philadelphia Avenue | Takoma Park | R-60 | MDSHA | Pepco | Public | 38.9834 | -77.0158 | Utility Pole | 43 | -1 | Gary Forrester | 2022-05-27 | 2022-07-06 | Recommended | Tacoma Park 032 |  | https://montgomerycountytfcg.s3.amazonaws.com/Applications/MC2022051806+Application+and+Report.pdf
2022051804 | Verizon Wireless | REMOVE (12) EXISTING ANTENNAS and INSTALL (9) PROPOSED ANTENNAS. REMOVE (6) EXISTING RRHs and INSTALL (9) PROPOSED RRHs. | Minor Modification | Milestone | 148 | 1 | Milestone Center Ct | Germantown | CR-2.0 C-1.75 R-0.5 H-125 T | WMMH Building LLC |  | Public | 39.2004 | -77.2591 | Monopole | 150 | 0 | John Crooks | 2022-05-26 | 2022-09-07 | Recommended | Ridge Road |  | https://montgomerycountytfcg.s3.amazonaws.com/Applications/MC2022051804+Application.pdf
2022051802 | AT&T Wireless | AT&T proposes to REMOVE (9) existing antennas, (3) RRHs, and (12) diplexers, and INSTALL (6) new antennas, (9) new RRHs and (1) new rectifier. | Minor Modification | Pepco 23-S | 130.02 | 19997 | Beallsville Rd (Rt.109) | Beallsville | AR | Pepco | Pepco | Private | 39.1847 | -77.4058 | Tower | 145 | 0 | Ryan Fitzgerald | 2022-05-26 | 2022-08-03 | Recommended | Burdette |  | https://montgomerycountytfcg.s3.amazonaws.com/Applications/MC2022051802+Application.pdf
2022051800 | AT&T Wireless | Relocate (3) existing antennas and (6) RRH's. Install (6) new antennas. Ground SOW: Install (4) rectifiers in existing Power Plant. | Minor Modification | Rinaldi Property | 24 | 15700 | Georgia Ave | Olney | R-200 | Patricia V Rinaldi |  | Private | 39.1159 | -77.0745 | Monopole | 120 | 0 | Joseph Stewart | 2022-05-25 | 2022-07-06 | Recommended | GLENEAGLES |  | https://montgomerycountytfcg.s3.amazonaws.com/Applications/MC2022051800+Application.pdf
2022051788 | Verizon Wireless | Install 3 new antennas and swap 6 radios with new models. Antenna: Qty 3 - Samsung MT6407-77A Radio: Qty 3 - Samsung B5/B13 RF444Od-13A Radio: Qty 3 - Samsung B2/B66 RF4439d-25A | Minor Modification | EZ Storage - Takoma Park | 388 | 1352 | Holton Ln | Adelphi | CRT-2.5 C-2.5 R-1.5 H-80 | Takoma Park Land LLLP |  | Private | 38.9858 | -76.9853 | Building | 33.3 | 0 | Joshua Schakola | 2022-05-24 | 2022-10-06 | Recommended | Langley Park |  | https://montgomerycountytfcg.s3.amazonaws.com/Applications/MC2022051788+Application.pdf
2022051789 | Verizon Wireless | Verizon wireless is removing (3) antennas and (6) RRHs. They are adding (6) antennas and (6) RRHs on existing building structure. | Minor Modification | Chateau Apartments | 53.01 | 9727 | Mt. Pisgah Rd | Silver Spring | R-H | Hillzo LP |  | Private | 39.0168 | -76.9745 | Building | 159 | 0 | Joshua Schakola | 2022-05-24 |  | Withdrawn | Chateau |  | https://montgomerycountytfcg.s3.amazonaws.com/Applications/MC2022051789.pdf
2022051790 | Verizon Wireless | Modify existing rooftop antenna facility to include: Remove 15 antennas and install 12 new models, swap 9 radios for new models, update cabling and accessories. | Minor Modification | Takoma Tower | 27 | 7051 | Carroll Ave | Takoma Park | NR-0.75 H-50 | Takoma Tower LP | County | Public | 38.9747 | -77.0105 | Building | 109.1 | 0 | Joshua Schakola | 2022-05-24 | 2023-04-05 | Recommended | PINEY BRANCH |  | https://montgomerycountytfcg.s3.amazonaws.com/Applications/MC2022051790+Application.pdf
2022051792 | Verizon Wireless | Modify existing rooftop antenna facility to include: remove 15 antennas and install 12 new antennas, swap 6 radios for new models, update cabling and accessories. Antenna: Qty 6 - MX06FRO640-02 Qty 3 - MT6407-77A Q | Minor Modification | Sudbury House Condo | 38 | 2100 | Washington Avenue | Silver Spring | R-10 | Sudbury House Condominiums |  | Private | 38.9942 | -77.0454 | Building | 95 | 0 | Joshua Schakola | 2022-05-24 |  | Withdrawn | East West Hwy |  | https://montgomerycountytfcg.s3.amazonaws.com/Applications/MC2022051792.pdf
2022051793 | Verizon Wireless | Modify rooftop antenna facility by removing 6 antennas and installing 3 new antennas. Antenna; Qty 3 - MT6407-77A | Minor Modification | Verizon Building | 36 | 13100 | Columbia Pike | Silver Spring | EOF-0.75 H-100 T | Chesapeake and Potomac Tele Co MD |  | Private | 39.0713 | -76.9589 | Building | 68 | 0 | Joshua Schakola | 2022-05-24 | 2022-10-06 | Recommended | Chesapeake |  | https://montgomerycountytfcg.s3.amazonaws.com/Applications/MC2022051793+Application.pdf
2022051795 | Verizon Wireless | Verizon proposes to remove (6) antennas and (6) RRHs and install (9) antennas and (9) RRHs to existing telecommunications tower | Minor Modification | Wesley Grove Church Monopine | 248.02 | 23612(AKA 23630) | Woodfield Rd | Gaithersburg | RE-2 | Wesley Grove Church |  | Private | 39.2435 | -77.1875 | Monopine | 80 | 0 | Kevin Feng | 2022-05-24 | 2022-07-06 | Recommended | Woodfield |  | https://montgomerycountytfcg.s3.amazonaws.com/Applications/MC2022051795+Application.pdf
2022051794 | Verizon Wireless | Modify existing rooftop antenna facility by swapping 8 antennas with new models. | Minor Modification | Palisades Apts | 422 | 4853 | Cordell Ave | Bethesda | CR-5.0 C-5.0 R-5.0 H-175 | Triangle Towers LLC |  | Private | 38.9902 | -77.0981 | Building | 115.5 | 0 | Joshua Schakola | 2022-05-24 |  | Withdrawn | Bethesda |  | https://montgomerycountytfcg.s3.amazonaws.com/Applications/MC2022051794.pdf
2022051796 | Verizon Wireless | Modify antenna installation by Installing 6 new antennas, swap 6 radios, update cabling and accessories. Antenna: Qty 3 - XXDWMM-12.5-65 Qty 3 - MT6407-77A Radios: Qty 3 - RF4439d-25A Qty 3 - RF440d-13A | Minor Modification | Glenmont Tank | 12 | 12413 | Georgia Ave | Silver Spring | CR-2.0 C-0.5 R-1.75 H-120 | WSSC | WSSC | Public | 39.0616 | -77.0516 | Water Tank | 183 | 0 | Joshua Schakola | 2022-05-24 | 2023-02-01 | Recommended | Glenmont |  | https://montgomerycountytfcg.s3.amazonaws.com/Applications/MC2022051796+Application.pdf
2022051797 | Verizon Wireless | Modify antenna facility to include: Remove 3 antennas and install 6 new antennas, remove 9 radios and install 12 new radios, update cabling and accessories | Minor Modification | Albert Einstein High School | 298 | 11135 | Newport Mill Rd | Silver Spring | R-60 | MCPS | School | Public | 39.0401 | -77.0646 | Monopole | 130 | 0 | Joshua Schakola | 2022-05-24 | 2022-10-06 | Recommended | Newport Mill |  | https://montgomerycountytfcg.s3.amazonaws.com/Applications/MC2022051797+Application.pdf
2022051798 | Verizon Wireless | Modify existing antenna facility to include: Swap 9 antennas with new models, swap 6 radios with new models and update associated cabling. | Minor Modification | Silver Spring YMCA | 4 | 9800 | Hastings Dr | Silver Spring | R-60 | n |  | Private | 39.0159 | -77.0134 | Monopole | 120 | 0 | Joshua Schakola | 2022-05-24 |  | Withdrawn | Woodmoor |  | https://montgomerycountytfcg.s3.amazonaws.com/Applications/MC2022051798.pdf
2022051799 | Verizon Wireless | Modify existing rooftop antenna facility to include: Install 6 new antennas, swap 6 radios with new models, update cabling and accessories. Antenna: Qty 3 - MT6407-77A QTY 3 - XXDWMM-12.5-65-8T-CBRS Radios: Qty 3 - RF4439D-25A Qty 3 - RF4440D-13A | Minor Modification | Pooks Hill Apartments | 573 | 3 | Pooks Hill Rd | Bethesda | R-H | Pooks Hill Development Corp |  | Private | 39.0141 | -77.1046 | Building | 90 | 0 | Joshua Schakola | 2022-05-24 | 2022-09-07 | Recommended | Pooks Hill |  | https://montgomerycountytfcg.s3.amazonaws.com/Applications/MC2022051799+Application.pdf
2022051783 | Dish Wireless | DISH Wireless proposes to co-locate on pre-existing cell tower, installing (1) platform mount, (3) antennas, and (6) RRUs, along with related equipment on grade within pre-existing fenced in compound, as per plans. | Colocation | Silver Spring YMCA | 4 | 9800 | Hastings Dr | Silver Spring | R-60 | n |  | Private | 39.0159 | -77.0134 | Monopole | 120 | 0 | Katharine Poma | 2022-05-20 | 2022-09-07 | Recommended | DCWDC00405B |  | https://montgomerycountytfcg.s3.amazonaws.com/Applications/MC2022051783+Application.pdf
2022051782 | Verizon Wireless | Verizon proposes to remove (12) antennas and (9) RRHs and install (9) antennas and (9) RRHs to existing telecommunications tower | Minor Modification | Argyle Country Club | 111 | 14600 | Argyle Club Rd | Silver Spring | RE-2 | Argyle Land Company |  | Private | 39.0961 | -77.0526 | Monopole | 125 | 0 | Kevin Feng | 2022-05-19 | 2022-07-06 | Recommended | Bel Pre |  | https://montgomerycountytfcg.s3.amazonaws.com/Applications/MC2022051782+Application.pdf
2022051779 | AT&T Wireless | Remove (3) existing antennas, relocate (3) existing antennas & (6) RRH's. Install (6) new antennas. Ground SOW: Swap existing Power Plant for new. Decom UMTS cabinet. Install (11) rectifiers and (2) converters with associated equipment. | Minor Modification | Public Storage Prosperity | 402 | 12355 | Prosperity Dr | Silver Spring | CR-0.75 C-0.75 R-0.25 H-75 | Public Storage LP |  | Private | 39.0579 | -76.9655 | Monopole | 140 | 0 | Joseph Stewart | 2022-05-17 | 2022-06-01 | Recommended | Tree Top |  | https://montgomerycountytfcg.s3.amazonaws.com/Applications/MC2022051779+Application.pdf
2022051775 | T-Mobile | The proposed project installs an optional stand-by generator system, automatic transfer switch, generator auxiliary power distribution, and remote monitoring communications circuitry for a communication tower tenant. | Minor Modification | Barnhart Property | 220 | 24000 | Laytonsville Rd | Gaithersburg | AR | Ruppert Family 2012 Trust |  | Private | 39.2495 | -77.1449 | Monopole | 125 | 0 | Samantha Eck | 2022-05-17 | 2022-07-06 | Recommended | 7WAN357B |  | https://montgomerycountytfcg.s3.amazonaws.com/Applications/MC2022051775+Application.pdf
2022051780 | T-Mobile | The proposed project installs an optional standby generator system, automatic transfer switch, generator auxiliary power distribution, and remote monitoring communications circuitry for a communication tower tenant. | Minor Modification | Spencerville Free Methodist Church | 387 | 2100 | Spencerville Rd | Spencerville | RE-1 | Spencerville Free Methodist Church | Church | Private | 39.1181 | -76.9682 | Monopole | 102 | 0 | Samantha Eck | 2022-05-17 | 2022-08-03 | Recommended | 7WAN368B |  | https://montgomerycountytfcg.s3.amazonaws.com/Applications/MC2022051780+Application.pdf
2022051778 | Verizon Wireless | Remove 6 antennas, install 9 - Samsung VZ-ATIK04 - QTY 3 - Samsung MT6407-77A - QTY 3 - MXIOFRO640-02 - QTY 3 Remove 6 radio heads, install 9 - Samsung RT4401-48A - Qty 3 - Samsung B5-B13 F444Od-13A - QTY 3 - Samsung B2/B66 RF4439d-25A - QTY 3 Re | Minor Modification | Verizon Central Office | 168 | 8670 | Georgia Ave | Silver Spring | CR-5.0 C-4.0 R-4.75 H-145 T | Verizon Communications |  | Private | 38.9967 | -77.0298 | Building | 168 | 0 | Joshua Schakola | 2022-05-16 | 2022-10-06 | Recommended | Silver Spring |  | https://montgomerycountytfcg.s3.amazonaws.com/Applications/MC2022051778+Application.pdf
2022051776 | T-Mobile | T-Mobile proposes to remove (3) existing antennas (6) existing TMAs and (1) existing equipment cabinet; install (3) new antenna mounts, (9) new panel antennas, (6) new RRUs, and (2) new cabinets | Minor Modification | WSSC Damascus Plant | 218 | 23730 | Log House Rd | Gaithersburg | RE-2 | WSSC | WSSC | Public | 39.2461 | -77.2069 | Tower | 212 | 0 | Sonya Hemphill | 2022-05-16 | 2022-12-07 | Recommended | 7WAN037E |  | https://montgomerycountytfcg.s3.amazonaws.com/Applications/MC2022051776+Application.pdf
2022051774 | AT&T Wireless | Rotate existing mount. Remove (3) existing antennas and (6) coax cables. Relocate (3) antennas and (9) RRH's. Install (6) new antennas with associated equipment. Ground SOW: Decom existing UMTS cabinet, remove existing Coax. Install (3) rectifiers wi | Minor Modification | Wheaton Park Maint. Yard | 65 | 12012 | Alpert Ln | Silver Spring | R-90 | M-NCPPC | AT&T | Public | 39.0532 | -77.0286 | Monopole | 180 | 0 | Joseph Stewart | 2022-05-12 | 2022-08-03 | Recommended | Wheaton Ice Rink |  | https://montgomerycountytfcg.s3.amazonaws.com/Applications/MC2022051774+Application.pdf
2022051772 | AT&T Wireless | AT&T to add a back-up 35kw natural gas generator on steel platform. | Minor Modification | Choice International | 29 | 10750 | Columbia Pike | Silver Spring | CRT-2.25 C-1.5 R-0.75 H-45 | VREC III LO COLESVILLE MEDICAL MOB LLC |  | Private | 39.0324 | -77.0045 | Building | 85 | 0 | Catherine Conklin | 2022-05-11 | 2022-06-01 | Recommended | Choice Intl |  | https://montgomerycountytfcg.s3.amazonaws.com/Applications/MC2022051772+Application.pdf
2022051773 | T-Mobile | T-Mobile proposes to remove (9) existing antennas, replace with (9) new antennas, remove (6) existing TMAs, install (6) new RRUs, and install (2) new cabinets. | Minor Modification | Easterday Property | 186 | 9265 | Brown Church Rd | Mt. Airy | AR | Easterday Louise Et Al |  | Private | 39.3294 | -77.1886 | Tower | 250 | 0 | James Marquez | 2022-05-11 | 2022-07-06 | Recommended | 7WA182C |  | https://montgomerycountytfcg.s3.amazonaws.com/Applications/MC2022051773+Application.pdf
2022041747 | Dish Wireless | DISH proposes to co-locate on a pre-existing cell tower - installing antenna mount, 3 antenna panels, 6 RRU's and install equipment cabinet on the ground within existing fenced in compound, which will hold proposed ground equipment. | Colocation | Baptist Home | 147 | 6301 | Greentree Rd | Bethesda | R-60 | Baptist Home for Children |  | Private | 39.0026 | -77.1273 | Monopole | 120 | 0 | Samantha Eck | 2022-05-10 | 2022-06-01 | Recommended | DCWDC00932A |  | https://montgomerycountytfcg.s3.amazonaws.com/Applications/MC2022041747+Application.pdf
2022041722 | T-Mobile | T-Mobile proposes removing 6 antennas, 9 TMAs, 1 cabinet, installing 3 antennas, 6 RRHs, 2 cabinets, and replacing 3 antenna mounts, 3 diplexers, 3 tower mounted bias tees, per plans, at the existing telecommunications facility. | Minor Modification | Pepco 100-N | 246 | 20000 blk | Goshen Rd & Rothbury Dr | Gaithersburg | R-200 | Pepco | Pepco | Private | 39.1843 | -77.1881 | Tower | 133 | 0 | Katherine Blackwood | 2022-05-10 | 2022-07-06 | Recommended | 7WAN260A |  | https://montgomerycountytfcg.s3.amazonaws.com/Applications/MC2022041722+Application.pdf
2022041738 | T-Mobile | T-Mobile proposes removing 3 antennas, 3 RRHs, 1 cabinet, and installing 3 antennas, 9 RRHs. 2 cabinets, per plans, at the existing telecommunications facility. | Minor Modification | Pepco 730472-4678 | 328 | 16000 | Long Draft Rd (block of) | Gaithersburg | R-200 | Pepco | Pepco | Private | 39.1312 | -77.2449 | Utility Pole | 70 | 0 | Katherine Blackwood | 2022-05-10 | 2022-06-01 | Recommended | 7WAN088F |  | https://montgomerycountytfcg.s3.amazonaws.com/Applications/MC2022041738+Application.pdf
2022051769 | Verizon Wireless | Verizon is proposing to remove (4) existing antennas, install (12) new antennas, remove (8) existing RRHs, and install (8) new RRHs. | Minor Modification | Colesville Towers | 562 | 8811 | Colesville Rd | Silver Spring | CR-3.0 C-3.0 R-3.0 H-100 | Tower Apartment EHDRT LLC ET AL |  | Private | 38.9998 | -77.0256 | Building | 112 | 0 | James Marquez | 2022-05-10 | 2022-08-03 | Recommended | Sensitvity-A |  | https://montgomerycountytfcg.s3.amazonaws.com/Applications/MC2022051769+Application.pdf
2022051764 | Verizon Wireless | Project involves removing 9 antennas and installing 9 antennas. Additionally, there will be 6 RRHs installed on the site. | Minor Modification | Pepco 100-S | 225 | 20000 blk | Goshen Rd & Rothbury Dr | Gaithersburg | R-200 | Pepco | Pepco | Private | 39.1841 | -77.1881 | Tower | 134 | 0 | Aleks Melbardis | 2022-05-06 | 2022-08-03 | Recommended | Centerway |  | https://montgomerycountytfcg.s3.amazonaws.com/Applications/MC2022051764+Application.pdf
2022051766 | T-Mobile | T-Mobile proposes removing and replacing 3 antennas, installing 9 RRHs, removing 2 cabinets, per plans, at the existing telecommunications facility. | Minor Modification | Glen Echo Fire Department | 301 | 5920 | Massachusetts Ave | Bethesda | R-60 | Glen Echo Fire Department | Fire | Private | 38.9628 | -77.1208 | Building | 27 | 0 | Katherine Blackwood | 2022-05-06 | 2022-07-06 | Recommended | 7WAN279C |  | https://montgomerycountytfcg.s3.amazonaws.com/Applications/MC2022051766+Application.pdf
2022051758 | Verizon Wireless | This is an existing rooftop site with a height of 50’ and a parapet height of 52’?9”. Verizon proposes to modify their existing installation at the 58’ RAD center by installing (3) new antennas, and completing mount modifications. | Minor Modification | White Flint Professional Building | 492 | 11119 | Rockville Pike | Kensington | EOF-3.0 H-100 | Rockville Pike Partnership |  | Private | 39.0393 | -77.1085 | Building | 50 | 0 | James Marquez | 2022-05-05 | 2022-07-06 | Recommended | Addie |  | https://montgomerycountytfcg.s3.amazonaws.com/Applications/MC2022051758+Application.pdf
2022051759 | Verizon Wireless | Verizon Wireless is removing (3) RRHs, (6) diplexers and (12) antennas. They are adding (9) antennas and (9) RRHs on existing monopole structure. | Minor Modification | Extra Space Storage | 350 | 19500 | Frederick Rd | Germantown | GR-1.5 H-45 | Extra Space Properties 131 LLC |  | Private | 39.1755 | -77.24 | Monopole | 120 | 0 | James Marquez | 2022-05-05 | 2022-06-01 | Recommended | Running Cedar |  | https://montgomerycountytfcg.s3.amazonaws.com/Applications/MC2022051759+Application.pdf
2022051760 | Verizon Wireless | Remove (6) existing antennas, install (9) new antennas, remove (9) RRHs, install (6) new RRHs, and upgrade/modify ancillary equipment in support of new antennas. | Minor Modification | Woodside Water Tank | 1 | 1945 | Seminary Pl | Silver Spring | R-60 | WSSC | WSSC | Public | 39.0099 | -77.0425 | Water Tank | 117 | 0 | James Marquez | 2022-05-05 | 2022-07-06 | Recommended | Woodside |  | https://montgomerycountytfcg.s3.amazonaws.com/Applications/MC2022051760+Application.pdf
2022051761 | Verizon Wireless | Remove (12) existing antennas, install (12) new antennas, remove (6) RRHs, install (6) new RRHs, remove (6) existing TMAs, and upgrade ancillary equipment in support of new antennas. | Minor Modification | Maplewood Park | 212 | 9707 | Old Georgetown Rd | Bethesda | RT-12.5 | The Maplewood Entities |  | Private | 39.0149 | -77.1161 | Building | 56 | 0 | James Marquez | 2022-05-05 | 2022-10-06 | Recommended | Oakmont |  | https://montgomerycountytfcg.s3.amazonaws.com/Applications/MC2022051761+Application.pdf
2022041737 | T-Mobile | Installing (9) new antennas, (6) new RRHs, (2) new cabinets, and a 10x15 proposed concrete pad within an existing compound | Colocation | Trolley Museum | 336 | 1313 | Bonifant Rd | Silver Spring | RE-2 | M-NCPPC | M-NCPPC | Public | 39.0971 | -77.0327 | Monopole | 135 | 0 | James Marquez | 2022-05-04 |  | Withdrawn | 7WAN668A |  | https://montgomerycountytfcg.s3.amazonaws.com/Applications/MC2022041737.pdf
2022051756 | Verizon Wireless | Installing (6) proposed antennas - (3) Samsung MT6407-77A, (3) Samsung XXDWMM-12.5.65-8T-CBRS (RT4401). Retaining (6) existing antennas - (4) JMA X7CQAP-FRO-845-VR0, (2) JMA X7CQAP-FRO-860-VR0. Removing (12) existing remote radio heads - (3) Nokia B5, | Minor Modification | Londonderry Apts | 17 | 17060 | King James Way | Gaithersburg | R-20 | Londonderry Afforadable LLC |  | Private | 39.1361 | -77.2069 | Building | 81 | 0 | Timothy Harris | 2022-05-02 | 2022-06-01 | Recommended | NIST |  | https://montgomerycountytfcg.s3.amazonaws.com/Applications/MC2022051756+Application.pdf
2022041754 | T-Mobile | T-Mobile proposes to install (1) 25kw 240gal above ground tank natural gas generator on a new 4'x10' concrete pad. | Minor Modification | Daly Elementary School | 324 | 20301 | Brandermill Dr | Germantown | R-90 | MCPS | School | Public | 39.1888 | -77.2325 | Monopole | 101 | 0 | Sonya Hemphill | 2022-04-30 | 2022-06-01 | Recommended | 7WAN144A |  | https://montgomerycountytfcg.s3.amazonaws.com/Applications/MC2022041754+Application.pdf
2022041751 | Dish Wireless | Applicant, DISH Wireless, proposes to co-locate on a pre-existing cell tower, installing (3) antenna t-arm mounts, (3) antennas, (6) RRHs, and related ground equipment on grade within pre-existing fenced in compound. | Colocation | Trolley Museum | 336 | 1313 | Bonifant Rd | Silver Spring | RE-2 | M-NCPPC | M-NCPPC | Public | 39.0971 | -77.0327 | Monopole | 135 | 0 | Katharine Poma | 2022-04-26 | 2022-09-07 | Recommended | DCWDC00859B |  | https://montgomerycountytfcg.s3.amazonaws.com/Applications/MC2022041751+Application.pdf
2022041749 | Verizon Wireless | This project consists of removing 6 existing antennas and 9 existing RRHs. Additionally, there will be 9 new antennas installed and 9 new RRHs installed. | Minor Modification | Shady Grove Medical Center | 401 | 9850 | Key West Ave | Darnestown | CR-1.0 C-0.5 R-1.0 H-150 | HSRE-Cap Med Shady Grove Med Village LLC |  | Private | 39.1004 | -77.2104 | Building | 52 | 0 | Aleks Melbardis | 2022-04-25 | 2022-07-06 | Recommended | West Rockville Relo |  | https://montgomerycountytfcg.s3.amazonaws.com/Applications/MC2022041749+Application.pdf
2022041746 | Dish Wireless | Dish Wireless proposes to co-locate on a pre-existing cell tower, installing (3) antennas, (6) RRUs, and related ground equipment within pre-existing fenced in compound, as per plans. | Colocation | Mullinix Farm | 238 | 11416 | Hawkes Rd | Clarksburg | RC | Michael Longshore & Linda Better |  | Private | 39.2464 | -77.2363 | Monopole | 162 | 0 | Katharine Poma | 2022-04-22 | 2022-07-06 | Recommended | DCWDC00057A |  | https://montgomerycountytfcg.s3.amazonaws.com/Applications/MC2022041746+Application.pdf
2022041748 | Dish Wireless | DISH Wireless proposes to co-locate on a pre-existing cell tower, installing (3) antennas, (6) RRUs, and related ground equipment within pre-existing fenced in compound, as per plans. | Colocation | McDonnell Property | 93.01 | 20315 | Georgia Ave | Brookeville | RC | Timothy McDonnell |  | Private | 39.1899 | -77.0607 | Monopole | 188 | 0 | Katharine Poma | 2022-04-22 | 2022-09-07 | Recommended | DCWDC00104A |  | https://montgomerycountytfcg.s3.amazonaws.com/Applications/MC2022041748+Application.pdf
2022041745 | Dish Wireless | DISH proposes to co-locate on a pre-existing cell tower - installing antenna mount, 3 antenna panels, 6 RRU's and install equipment cabinet on the ground within existing fenced in compound, which will hold proposed ground equipment. | Colocation | Leaman Property | 86 | 13820 | Clopper Rd | Boyds | R-200 | American Tower Asset Sub 2 LLC |  | Private | 39.1652 | -77.2908 | Monopole | 125 | 0 | Samantha Eck | 2022-04-21 |  | Withdrawn | DCWDC00279C |  | https://montgomerycountytfcg.s3.amazonaws.com/Applications/MC2022041745.pdf
2022041744 | AT&T Wireless | Relocate (6) existing antennas and (12) RRH's. Remove (3) antennas. Install (6) new antennas. Decommission (1) existing cabinet. Remove (1) existing Power Plant, Install (1) new Power plant. Upgrade equipment in existing cabinets. | Minor Modification | Gate of Heaven | 116 | 13801 | Georgia Ave | Silver Spring | RE-2 | ROMAN CATHOLIC ARCHDIOCESE OF WASHINGTON |  | Private | 39.0877 | -77.0706 | Monopole | 190.5 | 0 | Joseph Stewart | 2022-04-20 | 2022-09-07 | Recommended | NEEDWOOD |  | https://montgomerycountytfcg.s3.amazonaws.com/Applications/MC2022041744+Application.pdf
2022041743 | Verizon Wireless | Removing (12) existing antennas - (2) Andrew HBXX-3319DS-A2M, (4) Andrew HBXX-6516DS-A2M, (2) CSS X7C-840-0D, and (4) CSS X7C-865-0 Removing (6) existing remote radio heads - (3) Nokia UHBB B13 RRH 2x40, (3) Nokia UHIC B4 RRH 2x60-4R Installing (9) pr | Minor Modification | Moyer Moving and Storage | 502 | 13050 | Shawnee Ln | Clarksburg | EOF-0.75/H-100T | Moyer and Sons, Inc. |  | Public | 39.2276 | -77.2708 | Monopole | 120 | 0 | Timothy Harris | 2022-04-19 | 2022-06-01 | Recommended | Comsat |  | https://montgomerycountytfcg.s3.amazonaws.com/Applications/MC2022041743+Application.pdf
2022041741 | Verizon Wireless | This project consists of installing 6 new antennas and 6 new RRHs while also removing 6 existing RRHs. | Minor Modification | Trolley Museum | 336 | 1313 | Bonifant Rd | Silver Spring | RE-2 | M-NCPPC | M-NCPPC | Public | 39.0971 | -77.0327 | Monopole | 135 | 0 | Aleks Melbardis | 2022-04-14 | 2022-06-01 | Recommended | Brookside Garden |  | https://montgomerycountytfcg.s3.amazonaws.com/Applications/MC2022041741+Application.pdf
2022041736 | T-Mobile | Remove (6) existing antennas, install (9) new antennas, remove (9) existing TMAs, install (6) new RRUs, remove (1) MW dish, and install (2) new cabinets. | Minor Modification | Pepco 646-S | 365.02 | 9817 | Betteker Ln | Potomac | R-200 | Pepco | Pepco | Private | 39.0586 | -77.2014 | Tower | 131 | 0 | James Marquez | 2022-04-13 | 2022-06-01 | Recommended | 7WAN512B |  | https://montgomerycountytfcg.s3.amazonaws.com/Applications/MC2022041736+Application.pdf
2022041740 | Dish Wireless | DISH proposes to co-locate on a pre-existing cell tower - installing antenna mount, 3 antenna panels, 6 RRU's and install equipment cabinet on the ground within existing fenced in compound, which will hold proposed ground equipment. | Colocation | Argyle Country Club | 111 | 14600 | Argyle Club Rd | Silver Spring | RE-2 | Argyle Land Company |  | Private | 39.0961 | -77.0526 | Monopole | 125 | 0 | Samantha Eck | 2022-04-13 | 2022-08-03 | Recommended | DCWDC00080A |  | https://montgomerycountytfcg.s3.amazonaws.com/Applications/MC2022041740+Application.pdf
2022041734 | T-Mobile | Remove (3) existing antennas, install (5) new antennas, remove (3) existing RRUs, install (4) new RRUs, and remove (1) existing cabinet, and remove (3) existing TMAs. | Minor Modification | Hungerford Property | 244 | 14615 | Clopper Rd | Boyds | IM-0.25 H-50 | Walter Hungerford & Sons |  | Private | 39.1824 | -77.3029 | Monopole | 150 | 0 | James Marquez | 2022-04-12 | 2022-06-01 | Recommended | 7WAN177D |  | https://montgomerycountytfcg.s3.amazonaws.com/Applications/MC2022041734+Application.pdf
2022041735 | T-Mobile | Removing (9) existing antennas, replace with (9) new antennas, remove (3) RRUs, replace with (6) new RRUs, remove (1) existing cabinet, install (2) new cabinets, and remove (3) existing TMAs. | Minor Modification | Leaman Property | 86 | 13820 | Clopper Rd | Boyds | R-200 | American Tower Asset Sub 2 LLC |  | Private | 39.1652 | -77.2908 | Monopole | 125 | 0 | James Marquez | 2022-04-12 | 2022-09-07 | Recommended | 7WAN454A |  | https://montgomerycountytfcg.s3.amazonaws.com/Applications/MC2022041735+Application.pdf
2022041729 | Verizon Wireless | REMOVE (12) EXISTING ANTENNAS · INSTALL (12) PROPOSED ANTENNAS · REMOVE (3) 1 1/4" HYBRID CABLES · REMOVE (12) 1 5/8" COAX CABLES · REMOVE (12) EXISTING RRHs · INSTALL (6) PROPOSED RRHs · INSTALL (3) 6x12 HYBRID CABLES · REMOVE (6) DIPLEXERS | Minor Modification | Hilton-Gaithersburg | 217 | 620 | Perry Pkwy | Gaithersburg | C-2 | L-A Gaithersburg LLC |  | Private | 39.1494 | -77.2134 | Building | 180 | 0 | John Crooks | 2022-04-11 |  | Withdrawn | Gaithersburg |  | https://montgomerycountytfcg.s3.amazonaws.com/Applications/MC2022041729.pdf
2022041730 | Verizon Wireless | Remove: (6) existing antennas, (9) existing RRH's. Install: (9) proposed antennas, (6) proposed RRH's, (2) proposed boost modules. Retain: (3) existing antennas, (3) existing OVP's, (6) existing coax cables, and (3) existing 6x12 hybrid cables. | Minor Modification | Carver Tower | 124 | 2647 | W University Blvd | Silver Spring | CR-5.0 C-4.5 R-4.5 H-130 | Bajwa Property Management LLC |  | Private | 39.0407 | -77.0549 | Tower | 275 | 0 | John Crooks | 2022-04-11 | 2022-07-06 | Recommended | Wheaton |  | https://montgomerycountytfcg.s3.amazonaws.com/Applications/MC2022041730+Application.pdf
2022041731 | Verizon Wireless | REMOVE (3) EXISTING ANTENNAS · INSTALL (9) PROPOSED ANTENNAS · REMOVE (3) EXISTING ASODs FROM SHELTER · REMOVE (6) EXISTING RRHs · INSTALL (6) PROPOSED RRHs | Minor Modification | NOAA | 283 | 6100 | Executive Blvd | Rockville | CR-1.5 C-1.5 R-1.0 H-100 | 6100 Executive, LLC |  | Private | 39.0478 | -77.1239 | Building | 100 | 0 | John Crooks | 2022-04-11 | 2022-05-04 | Recommended | Sedgwick |  | https://montgomerycountytfcg.s3.amazonaws.com/Applications/MC2022041731+Application.pdf
2022041733 | Verizon Wireless | Remove (3) existing antennas, install (9) new antennas, remove (12) existing RRHs, install (6) new RRHs. | Minor Modification | Grosvenor Station | 191 | 10301 | Grosvenor Pl | Rockville | R-10 | Grosvenor Tower LP |  | Private | 39.0261 | -77.1068 | Building | 173.5 | 0 | James Marquez | 2022-04-11 | 2022-05-04 | Recommended | Grosvenor |  | https://montgomerycountytfcg.s3.amazonaws.com/Applications/MC2022041733+Application.pdf
2022041728 | AT&T Wireless | AT&T proposes to REMOVE (9) existing antennas, (6) RRHs and (6) TMAs and INSTALL (6) new antennas, (9) RRHs and (6) new TMAs. | Minor Modification | Pepco 683-W | 110 | 18300 | Bowie Mill Rd | Olney | RE-1 | Pepco | Pepco | Private | 39.1562 | -77.0925 | Tower | 151 | 0 | Ryan Fitzgerald | 2022-04-11 | 2022-05-04 | Recommended | Weston Pl |  | https://montgomerycountytfcg.s3.amazonaws.com/Applications/MC2022041728+Application.pdf
2022041726 | T-Mobile | The Proposed Project installs an optional standby generator system, automatic transfer switch, generator auxiliary power distribution, and remote monitoring communication for a pre-existing cell tower within the current enclosed leased area. The existing | Minor Modification | Leaman Property | 86 | 13820 | Clopper Rd | Boyds | R-200 | American Tower Asset Sub 2 LLC |  | Private | 39.1652 | -77.2908 | Monopole | 125 | 0 | Patrick Owens | 2022-04-06 | 2022-05-04 | Recommended | 7WAN454A |  | https://montgomerycountytfcg.s3.amazonaws.com/Applications/MC2022041726+Application.pdf
2022041721 | Verizon Wireless | Remove (4) existing antennas, install (12) proposed antennas. Remove (12) existing RRH's, install (8) proposed RRH's | Minor Modification | Highland House | 497 | 5480 | Wisconsin Ave | Chevy Chase | CR-3.0 C-2.0 R-2.75 H-90 T | Highland House |  | Private | 38.9634 | -77.0873 | Building | 142 | 0 | John Crooks | 2022-04-05 |  | Withdrawn | Friendship Heights |  | https://montgomerycountytfcg.s3.amazonaws.com/Applications/MC2022041721.pdf
2022041725 | Verizon Wireless | REMOVE (6) EXISTING REMOTE RADIO HEADS · INSTALL (6) NEW ANTENNAS · INSTALL (6) NEW REMOTE RADIO HEADS · INSTALL (3, 1 PER SECTOR) 1x2 TOP-SIDE POWER AND FIBER JUMPERS · INSTALL (2) NEW BOOST MODULES · INSTALL HARDWARE UPGRADES AS REQUIRED · | Minor Modification | Damascus Tower | 78 | 26149 | Ridge Rd | Damascus | CRT-1.75 C-1.0 R-0.75 H-55 T | Montgomery County | County | Public | 39.2864 | -77.2069 | Tower | 260 | 0 | John Crooks | 2022-04-05 | 2022-09-07 | Recommended | Damascus Relo-B |  | https://montgomerycountytfcg.s3.amazonaws.com/Applications/MC2022041725+Application.pdf
2022041723 | Verizon Wireless | Install 6 antennas and radios on a power mount assembly supported by the existing Pepco Lattice Utility Structure. Associated equipment will be installed at grade. Antenna: Alpha - Commscope SBNHH-1D65C, Azimuth 0 deg, 96.6"x11.9"x7.1" Beta - Commscop | Colocation | Pepco 162-S | 472 | 1400 | Ashton Rd | Ashton | RC | Pepco | Pepco | Private | 39.1617 | -76.9842 | Tower | 133 | 0 | Joshua Schakola | 2022-04-05 |  | Withdrawn | Tucker |  | https://montgomerycountytfcg.s3.amazonaws.com/Applications/MC2022041723.pdf
2022041717 | Verizon Wireless | REMOVE (12) EXISTING ANTENNAS · REMOVE (2) 6x12 HYBRID CABLES · REMOVE (3) 6-OVP MDBs FROM INSIDE EQUIPMENT SHELTER · INSTALL (1) 12OVP INSIDE SHELTER · INSTALL (9) PROPOSED ANTENNAS · REMOVE (6) EXISTING RRHs · INSTALL (9) PROPOSED RRHs · | Minor Modification | Oakview Recreation Assoc. | 344 | 1101 | Corliss St | Silver Spring | R-90 | Oakview Recreation Association |  | Private | 39.017 | -76.99 | Monopole | 120 | 0 | John Crooks | 2022-04-01 | 2022-06-01 | Recommended | Franklin Knolls |  | https://montgomerycountytfcg.s3.amazonaws.com/Applications/MC2022041717+Application.pdf
2022031709 | T-Mobile | Proposed installation of strand node MNG-423 on existing PEPCO pole 802417-3164. Strand Node Equipment to be installed: -Strand Cable -Ericsson 6523 semi-integrated panel antenna (1) -Ericsson Diplex Filter B2+B66/B30 (4-2) Diplexer (2) -Ericsson 4402 | Colocation | PEPCO 802417-3164 | 750 | 1006 | Larch Ave | Takoma Park | R-60 | Montgomery County | Pepco | Public | 38.9776 | -76.9916 | Utility Pole | 44 | -1 | Alexa Clottin | 2022-03-29 | 2022-06-01 | Not Recommended | MNG-423 |  | https://montgomerycountytfcg.s3.amazonaws.com/Applications/MC2022031709+Application+and+Report.pdf
2022031711 | Verizon Wireless | Remove (12) antennas, install (12) antennas. Remove (9) RRH's and install (6) RRH's | Minor Modification | Trinity United Methodist Church | 454 | 13700 | Schaeffer Rd | Germantown | R-200 | Trinity United Methodist Church | Church | Private | 39.1628 | -77.284 | Tower | 105 | 0 | John Crooks | 2022-03-25 | 2022-06-01 | Recommended | Clopper Road |  | https://montgomerycountytfcg.s3.amazonaws.com/Applications/MC2022031711+Application.pdf
2022031710 | Dish Wireless | Dish Wireless proposing collocating 1 antenna platform mount, 3 antennas, 6 RRHs, (1) 7' x 7' platform on the ground within the existing compound to place 2 cabinets and other ground equipment on, per plans, at the existing telecommunications facility. | Colocation | Pyle Property | 190 | 211 | Ednor Rd | Silver Spring | RE-2 | Helen Pyle et al |  | Private | 39.1252 | -77.0182 | Monopole | 162 | 0 | Katherine Blackwood | 2022-03-24 | 2022-09-07 | Recommended | DCWDC00059A |  | https://montgomerycountytfcg.s3.amazonaws.com/Applications/MC2022031710+Application.pdf
2022031708 | T-Mobile | Proposed installation of strand node MNG-102 on existing PEPCO pole 793424-9936. Strand Node Equipment to be installed: -Strand Cable -Ericsson 6523 semi-integrated panel antenna (1) -Ericsson Diplex Filter B2+B66/B30 (4-2) Diplexer (2) -Ericsson 4402 | Colocation | Pepco 793424-9936 | 653 | 720 | Ellsworth Dr | Silver Spring | CR-1.5 C-1.0 R-1.5 H60T | Montgomery County | Pepco | Public | 38.9988 | -77.0243 | Utility Pole | 39 | -1 | Alexa Clottin | 2022-03-22 | 2022-05-04 | Recommended | MNG-102 |  | https://montgomerycountytfcg.s3.amazonaws.com/Applications/MC2022031708+Application+and+Report.pdf
2022031699 | T-Mobile | Crown Castle is proposing to install a small cell cannister antenna to an existing PEPCO pole #800424-002262. This installation will include (1) Kathrein Canister antenna, (2) Erricsson 2203 Radios, (1) Ericcsson 2205 Radio, (1) Losh 50 Cabinet, and (1) 1 | Colocation | Pepco 800424-002262 | 748 | 8619 | Piney Branch Rd | Silver Spring | R-10 | MDSHA | Pepco | Public | 38.9984 | -76.9998 | Utility Pole | 56.5 | -1 | Alexa Clottin | 2022-03-17 |  | Withdrawn | LGY-033m1 |  | https://montgomerycountytfcg.s3.amazonaws.com/Applications/MC2022031699.pdf
2022031706 | T-Mobile | Crown Castle proposes to install a small wireless facility in the right of way consisting of a pole mounted Kathrein Antenna 84010601, two Ericsson 2203 Radios and one Ericsson 2205 Radio inside a LOSH50 equipment cabinet. All will be mounted to PEPCO Uti | Colocation | Pepco 799424-4469 | 749 | 8750 | Arliss St | Silver Spring | CRT-3.0 C-1.0 R-2.75 H-100 | MDSHA | Pepco | Public | 38.9996 | -77.0016 | Utility Pole | 56.5 | -1 | Scott C. Nichols | 2022-03-17 |  | Withdrawn | LGY-032 |  | https://montgomerycountytfcg.s3.amazonaws.com/Applications/MC2022031706.pdf
2022031703 | AT&T Wireless | AT&T proposes to REMOVE all (9) existing antennas, (12) TMAs and INSTALL (6) new SBNHH-1D65B panel antennas, (6) new TMAs and (6) new RRHs. | Minor Modification | Pepco 59-N | 158.01 | 0 | Black Rock Rd | Germantown | AR | Pepco | Pepco | Private | 39.1385 | -77.2957 | Tower | 124.5 | 0 | Ryan Fitzgerald | 2022-03-16 | 2022-05-04 | Recommended | Flagstone CT |  | https://montgomerycountytfcg.s3.amazonaws.com/Applications/MC2022031703+Application.pdf
2022031694 | T-Mobile | T-Mobile proposes replacing 4 antennas, 2 cabinets, removing 8 TMAs, installing 12 RRHs, and the existing RF friendly steeple will be replaced with a new RF friendly steeple increasing the height by 4 feet at the existing telecommunications facility, per | Minor Modification | Covenant of Life Church | 369 | 7503 | Muncaster Mill Rd | Gaithersburg | RE-1 | Covenant of Life Church | Church | Private | 39.1536 | -77.1511 | Building | 41 | 0 | Katherine Blackwood | 2022-03-15 | 2022-05-04 | Recommended | 7WAN431A |  | https://montgomerycountytfcg.s3.amazonaws.com/Applications/MC2022031694+Application.pdf
2022031700 | Dish Wireless | Dish proposes to install 3 antennas and ancillary equipment, and 2 cabinets and necessary equipment to the existing tower as per plans. The height of the tower will not change. | Colocation | Barnhart Property | 220 | 24000 | Laytonsville Rd | Gaithersburg | AR | Ruppert Family 2012 Trust |  | Private | 39.2495 | -77.1449 | Monopole | 125 | 0 | Nicole Bennett | 2022-03-14 |  | Withdrawn | DCWDC00176A |  | https://montgomerycountytfcg.s3.amazonaws.com/Applications/MC2022031700.pdf
2022031695 | T-Mobile | Installation of a new T-Mobile 48kW Diesel generator on an existing concrete pad located within the existing fenced compound. Removal of the existing propane generator and tank will occur as well. | Minor Modification | Oakview Recreation Assoc. | 344 | 1101 | Corliss St | Silver Spring | R-90 | Oakview Recreation Association |  | Private | 39.017 | -76.99 | Monopole | 120 | 0 | Andrew Martin | 2022-03-11 | 2022-04-06 | Recommended | 7WAN272C - Oakview Silver Spring |  | https://montgomerycountytfcg.s3.amazonaws.com/Applications/MC2022031695+Application.pdf
2022031696 | Verizon Wireless | This project involves removing 6 existing antennas and installing 6 new antennas. Additionally, there will be 9 existing RRHs removed and 6 new RRHs installed. | Minor Modification | WWDC Radio Tower | 40 | 8800 | Brookeville Rd | Silver Spring | IM-2.5 H-50 | Chancellor Media Corp. |  | Private | 38.9999 | -77.057 | Tower | 695 | 0 | Aleks Melbardis | 2022-03-11 | 2022-08-03 | Recommended | Brookville Road |  | https://montgomerycountytfcg.s3.amazonaws.com/Applications/MC2022031696+Application.pdf
2022031691 | T-Mobile | T-Mobile proposes removing 6 antennas, 9 TMA, 3 RRUs, and installing 9 antennas, 6 RRUs, 2 cabinets at the existing telecommunications facility, per plans. | Minor Modification | Pepco 629-N | 297.02 | 13622 | Travilah Rd | North Potomac | R-200 | Pepco | Pepco | Private | 39.081 | -77.2459 | Tower | 122.5 | 0 | Katherine Blackwood | 2022-03-07 | 2022-08-03 | Recommended | 7WAN294A |  | https://montgomerycountytfcg.s3.amazonaws.com/Applications/MC2022031691+Application.pdf
2022031690 | T-Mobile | Remove (6) antennas, (9) TMA's and (12) coax cables. Install (9) antennas, (6) RRH's and (3) hybrid cables. Ground Scope: Remove abandoned platform and (12) RRH's. Install (2) new cabinets with associated equipment. | Minor Modification | Rinaldi Property | 24 | 15700 | Georgia Ave | Olney | R-200 | Patricia V Rinaldi |  | Private | 39.1159 | -77.0745 | Monopole | 120 | 0 | Joseph Stewart | 2022-03-03 | 2022-07-06 | Recommended | 7WAN163A / Crown-Rockville |  | https://montgomerycountytfcg.s3.amazonaws.com/Applications/MC2022031690+Application.pdf
2022031687 | T-Mobile | T-Mobile is removing Sprint's existing (6) antennas, ground mounted (3) diplexers and (3) RRHs. They are adding (9) antennas and (6) RRHs on existing tower structure. T-Mobile is also removing Sprint's existing (2) cabinets and adding (2) new cabinets on | Minor Modification | Pepco 54-N | 185.1 | 14800 | Schaeffer Rd | Germantown | AR | Pepco | Pepco | Private | 39.1466 | -77.308 | Tower | 134 | 0 | Adam Wolfrey | 2022-03-02 | 2022-08-03 | Recommended | 7WAN681A |  | https://montgomerycountytfcg.s3.amazonaws.com/Applications/MC2022031687+Application.pdf
2022031689 | AT&T Wireless | AT&T to add a back-up self-contained 30kw diesel generator and 4'x10' concrete pad within the existing AT&T equipment area. | Minor Modification | AT&T Long Line Tower | 120 | 12419 | Middlebrook Rd | Germantown | IM-2.5 H-50 | American Tower Inc. |  | Private | 39.1769 | -77.2572 | Tower | 125 | 0 | Catherine Conklin | 2022-03-02 | 2022-06-01 | Recommended | Middlebrook |  | https://montgomerycountytfcg.s3.amazonaws.com/Applications/MC2022031689+Application.pdf
2022021685 | T-Mobile | T-Mobile proposes to remove (3) existing antennas; remove (3) exisitng RRHs; remove (3) existing TMAs; install (3) antennas; install (3) RRUs; on existing monopole structure | Minor Modification | Cabin John VFW Post | 60 | 11511 | MacArthur Blvd | Potomac | RE-2 | Cabin John Memorial Post 5633 |  | Private | 38.9963 | -77.2381 | Monopole | 126 | 0 | Sonya Hemphill | 2022-02-28 | 2022-07-06 | Recommended | 7WAN519A |  | https://montgomerycountytfcg.s3.amazonaws.com/Applications/MC2022021685+Application.pdf
2022021672 | AT&T Wireless | The existing lantern top pole is being replaced by a new 22'3" pole. On the top of the pole will be a concealment shroud containing 3 remote radio heads, above that at a RAD center of 26'6" will be 1 omni directional Galtronics antenna model GQ2418-B6941 | Colocation | CRAN_RWSH_MONTG_054 | 747 | 12925 | Walnut View Court | Germantown | R-20 | North Creek Condominium, Inc. |  | Private | 39.1645 | -77.2695 | Utility Pole | 15.1 | 0 | Steven Kinley | 2022-02-21 | 2022-05-04 | Recommended | MONTG_054 |  | https://montgomerycountytfcg.s3.amazonaws.com/Applications/MC2022021672+Application+and+Report.pdf
2022021683 | T-Mobile | Proposed installation of strand node MNG-157 on existing PEPCO pole 795421-000310.Strand Node Equipment to be installed: -Strand Cable -Ericsson 6523 semi-integrated panel antenna (1) -Ericsson Diplex Filter B2+B66/B30 (4-2) Diplexer (2) -Er | Colocation | Pepco 795421-0031 | 662 | 700 | Sligo Ave | Silver Spring | R-10 | Montgomery County |  | Public | 38.9903 | -77.0172 | Utility Pole | 36.7 | -1 | Alexa Clottin | 2022-02-14 | 2022-04-06 | Recommended | MNG-157 |  | https://montgomerycountytfcg.s3.amazonaws.com/Applications/MC2022021683+Application+and+Report.pdf
2022021680 | T-Mobile | Install (1) 48kw diesel generator w/240gal above ground tank UL142 on a new 5' x 10’ concrete pad | Minor Modification | Benmar Property | 125 | 23000 | Whites Ferry Rd (18500 Elmers School Rd) | Dickerson | AR | Tower Road LLC |  | Private | 39.1574 | -77.4854 | Tower | 230 | 0 | Sonya Hemphill | 2022-02-10 | 2022-04-06 | Recommended | 7WAN172B |  | https://montgomerycountytfcg.s3.amazonaws.com/Applications/MC2022021680+Application.pdf
2022021681 | T-Mobile | T-Mobile proposes to install (1) 48kw ac diesel generator on an existing concrete pad; remove (1) existing propane tank at an existing telecommunications site. | Minor Modification | Fire Station 31 | 10 | 12100 | Darnestown Rd | Gaithersburg | R-200 | Montgomery County |  | Public | 39.1161 | -77.2512 | Monopole | 161 | 0 | Sonya Hemphill | 2022-02-10 | 2022-04-06 | Recommended | 7WAN074A |  | https://montgomerycountytfcg.s3.amazonaws.com/Applications/MC2022021681+Application.pdf
2022021682 | T-Mobile | Install (1) 48kw diesel generator w/240gal above ground tank UL142 on a new 5' x 10’ concrete pad | Minor Modification | Fraley Farm Silo | 245 | 17800 | Bowie Mill Rd | Derwood | RE-1 | Kenneth Fraley |  | Private | 39.1501 | -77.1143 | Building | 73 | 0 | Sonya Hemphill | 2022-02-10 | 2022-04-06 | Recommended | 7WAN162B |  | https://montgomerycountytfcg.s3.amazonaws.com/Applications/MC2022021682+Application.pdf
2022021678 | T-Mobile | The Proposed Project installs an optional standby generator system, automatic transfer switch, generator auxiliary power distribution, and remote monitoring communications for a pre-existing cell tower within the current enclosed leased area. The existing | Minor Modification | Silver Spring YMCA | 4 | 9800 | Hastings Dr | Silver Spring | R-60 | n |  | Private | 39.0159 | -77.0134 | Monopole | 120 | 0 | Patrick Owens | 2022-02-09 | 2022-03-02 | Recommended | 7WAN055A |  | https://montgomerycountytfcg.s3.amazonaws.com/Applications/MC2022021678+Application.pdf
2022021679 | T-Mobile | The Proposed Project installs an optional standby generator system, automatic transfer switch, generator auxiliary power distribution, and remote monitoring communications circuitry at a pre-existing cell tower in an enclosed space within the current leas | Minor Modification | Laytonsville | 321 | 4301 | Brookeville Rd | Brookeville | AR | Jane C Maller, Trustee |  | Private | 39.184 | -77.0815 | Monopole | 182 | 0 | Patrick Owens | 2022-02-09 | 2022-04-06 | Recommended | 7WAN497A |  | https://montgomerycountytfcg.s3.amazonaws.com/Applications/MC2022021679+Application.pdf
2022021676 | T-Mobile | T-Mobile proposes collocating 1 platform mount, 9 antennas, 9 radios, 1 15' x 10' concrete pad within the existing compound to place 2 cabinets and other groups equipment on, per plans, at the existing telecommunications facility. T-Mobile previously pro | Colocation | Warfield Property | 423 | 25723 | Woodfield Rd | Damascus | RNC | James Warfield |  | Private | 39.2754 | -77.2013 | Monopole | 149 | 0 | Katherine Blackwood | 2022-02-08 | 2022-03-02 | Recommended | 7WAN504C |  | https://montgomerycountytfcg.s3.amazonaws.com/Applications/MC2022021676+Application.pdf
2022021677 | Dish Wireless | Dish proposes to install (3) antennas, (6) RRUs, and ancillary equipment, and for groundwork (2) cabinets and necessary equipment. All work is per plans, per code. No change will be made to the tower's height. | Colocation | Bullis Prep School | 22 | 10601 | Falls Rd | Potomac | RE-2 | The Bullis School Inc. | School | Private | 39.0296 | -77.1945 | Monopole | 130 | 0 | Nicole Bennett | 2022-02-08 | 2022-06-01 | Recommended | DCWDC00195B |  | https://montgomerycountytfcg.s3.amazonaws.com/Applications/MC2022021677+Application.pdf
2022021675 | T-Mobile | T-Mobile is adding (9) antennas and (6) RRHs on an existing monopine structure. T-Mobile is also installing (2) cabinets on a new concrete pad on the ground. | Minor Modification | Wesley Grove Church | 248.02 | 23612(AKA 23630) | Woodfield Rd | Gaithersburg | RE-2 | Wesley Grove Church |  | Private | 39.2435 | -77.1875 | Monopine | 80 | 0 | Corinne Fear | 2022-02-07 | 2022-09-07 | Recommended | 7WAN697A |  | https://montgomerycountytfcg.s3.amazonaws.com/Applications/MC2022021675+Application.pdf
2022021674 | T-Mobile | T-Mobile is proposing to install (9) new antennas, install (6) new RRHs, install (2) new cabinets, (1) new sub meter, (1) new transformer, and (1) new generator, | Colocation | Westfield South 2 | 106 | 2730 | University Blvd W. | Wheaton | CR-6.0 C-5.5 R-5.5 H-200 | Wheaton Shopping |  | Private | 39.0393 | -77.0558 | Building | 112.4 | 0 | James Marquez | 2022-02-04 | 2022-04-06 | Recommended | 7WAN576E - Wheaton Westfield |  | https://montgomerycountytfcg.s3.amazonaws.com/Applications/MC2022021674+Application.pdf
2022021673 | T-Mobile | Proposed installation of strand node MNG-552 on existing PEPCO pole 801416-6501. Strand Node Equipment to be installed: -Strand Cable -Ericsson 6523 semi-integrated panel antenna (1) -Ericsson Diplex Filter B2+B66/B30 (4-2) Diplexer (2) -Ericsson 4402 | Colocation | PEPCO 801416-6501 | 678 | 6900 | New Hampshire Ave | Takoma Park | CRT-1.5 C-1.5 R-0.5 H-50 | State Highway ROW | Pepco | Public | 38.9758 | -76.994 | Utility Pole | 45.91 | -1 | Alexa Clottin | 2022-02-03 | 2022-03-02 | Recommended | MNG-552 |  | https://montgomerycountytfcg.s3.amazonaws.com/Applications/MC2022021673+Application+and+Report.pdf
2022021671 | T-Mobile | T-Mobile proposed to remove 3 panel antennas and 6 TTA's from the existing RAD at 99' and install a new platform at a RAD of 116' with 9 new panel antennas and 10 RRU's. Existing cabinets on existing platform will be upgraded, new cabinet to be installed. | Colocation | Silver Spring YMCA | 4 | 9800 | Hastings Dr | Silver Spring | R-60 | n |  | Private | 39.0159 | -77.0134 | Monopole | 120 | 0 | Alexandra Bull | 2022-02-01 |  | Withdrawn | 7WAN055A |  | https://montgomerycountytfcg.s3.amazonaws.com/Applications/MC2022021671.pdf
2022011670 | AT&T Wireless | Crown Castle, on behalf of AT&T is removing (4) existing antennas and installing (1) new omni 4G antenna on an existing utility pole. | Minor Modification | Pepco MB-03 | 642 |  | Great Seneca Hwy & Muddy Branch Rd | Gaithersburg | Non-MNCPPC | Pepco | Pepco | Public | 39.1095 | -77.2179 | Utility Pole | 61 | -1 | Alexa Clottin | 2022-01-31 | 2022-04-06 | Recommended | MB03 |  | https://montgomerycountytfcg.s3.amazonaws.com/Applications/MC2022011670+Application.pdf
2022011668 | Verizon Wireless | Project consists of removing (6) existing panel antennas and installing (6) new panel antennas at existing rooftop telecommunications facility. Verizon will also be removing (6) RRHs and (12) diplexers, and installing (9) new RRHs on existing building str | Minor Modification | Bank of America Building | 59 | 10000 | Falls Rd | Potomac | NR-0.75 H-35 | Ten Thousand Falls Rd LLC |  | Private | 39.0191 | -77.209 | Building | 33 | 0 | Shea Beltran | 2022-01-28 | 2022-03-02 | Recommended | Potomac Falls |  | https://montgomerycountytfcg.s3.amazonaws.com/Applications/MC2022011668+Application.pdf
2022011657 | AT&T Wireless | AT&T proposes to REMOVE (4) existing antennas and (15) existing RRHs and INSTALL (4) new antennas and (16) new RRHs on an existing Water Tank. | Minor Modification | Olney Water Tank | 25 | 17710 | Buehler Rd | Olney | RT-12.5 | WSSC | WSSC | Public | 39.1478 | -77.0644 | Water Tank | 118 | 0 | Ryan Fitzgerald | 2022-01-24 | 2022-04-06 | Recommended | Spartan |  | https://montgomerycountytfcg.s3.amazonaws.com/Applications/MC2022011657+Application.pdf
2022011666 | Dish Wireless | Dish proposes to install (3) antennas and (6) RRHs on existing monopole structure. Dish Wireless is also adding (1) new metal platform with associated cabinets on the ground. | Colocation | Avenel Golf Course | 55 | 10010 | Oaklyn Dr | Potomac | RE-2C | WSSC | WSSC | Public | 38.9951 | -77.2038 | Monopole | 130 | 0 | Nicole Bennett | 2022-01-21 | 2022-04-06 | Recommended | DCWDC00178A |  | https://montgomerycountytfcg.s3.amazonaws.com/Applications/MC2022011666+Application.pdf
2021121641 | Verizon Wireless | Remove (12) antennas, (3) RRH's, (6) coax, (1) hybrid cable and (1) OVP. Install (9) antennas, (9) RRH's, (`1) OVP, and (1) hybrid cable. Ground SOW: Install Powershift, remove (3) RRH's and (1) OVP. | Minor Modification | Wheaton Park Maint. Yard | 65 | 12012 | Alpert Ln | Silver Spring | R-90 | M-NCPPC | AT&T | Public | 39.0532 | -77.0286 | Monopole | 180 | 0 | Joseph Stewart | 2022-01-19 | 2022-03-02 | Recommended | Kemp Mill |  | https://montgomerycountytfcg.s3.amazonaws.com/Applications/MC2021121641+Application.pdf
2022011662 | T-Mobile | T-Mobile proposes removing (3) antennas, (3) TMAs, and install (6) antennas, (3) RRHs at the existing telecommunications facility. | Minor Modification | McDonnell Property | 93.01 | 20315 | Georgia Ave | Brookeville | RC | Timothy McDonnell |  | Private | 39.1899 | -77.0607 | Monopole | 188 | 0 | Katherine Blackwood | 2022-01-17 | 2022-04-06 | Recommended | 7WAN176A |  | https://montgomerycountytfcg.s3.amazonaws.com/Applications/MC2022011662+Application.pdf
2022011661 | T-Mobile | Remove (3) & add (3) FFV4-65A-R3-V1 antennas, add (9) RRUs (3 4480 B71+B85, 3 4460 B25+B66, & 8863 B41), remove (1) 2106 equipment cabinet and add (1) 6160 equipment cabinet & (1) B160 battery cabinet, add (1) RF friendly canister, and other associated eq | Minor Modification | Fraley Farm Silo | 245 | 17800 | Bowie Mill Rd | Derwood | RE-1 | Kenneth Fraley |  | Private | 39.1501 | -77.1143 | Building | 73 | 0 | Leigh Dukatt | 2022-01-17 | 2022-02-02 | Recommended | 7WAN162B |  | https://montgomerycountytfcg.s3.amazonaws.com/Applications/MC2022011661+Application.pdf
2022011663 | Verizon Wireless | Verizon proposes removing (9) antennas, (3) tower RRHS, (3) ground RRHs, and installing (6) antennas, (6) RRHs at the existing telecommunications facility. | Minor Modification | Cabin John VFW Post | 60 | 11511 | MacArthur Blvd | Potomac | RE-2 | Cabin John Memorial Post 5633 |  | Private | 38.9963 | -77.2381 | Monopole | 126 | 0 | Katherine Blackwood | 2022-01-17 | 2022-03-02 | Recommended | C&O Canal |  | https://montgomerycountytfcg.s3.amazonaws.com/Applications/MC2022011663+Application.pdf
2022011664 | Dish Wireless | Dish proposes to install (3) antennas and (6) RRHs on existing monopole structure. Dish Wireless would also be adding (1) new metal platform with associated cabinets on the ground. | Colocation | Lloyd Property | 268 | 21410 | Beallsville Rd | Dickerson | AR | DRISKELL LISBETH I DRISKELL BRIAN V |  | Private | 39.2086 | -77.3853 | Monopole | 140 | 0 | Nicole Bennett | 2022-01-17 | 2022-03-02 | Recommended | DCWDC00710A |  | https://montgomerycountytfcg.s3.amazonaws.com/Applications/MC2022011664+Application.pdf
2022011660 | T-Mobile | T-Mobile proposes to install (1) 48kw diesel generator w/240gal above ground tank UL142 on a new 4' x 10’ concrete pad at an existing telecommunications site. | Minor Modification | Tri-State Stone Quarry | 20 | 8200 | Seven Locks Rd | Bethesda | R-200 | Ben Porto & Son LTD |  | Private | 38.9887 | -77.1614 | Monopole | 154 | 0 | Sonya Hemphill | 2022-01-16 | 2022-02-02 | Recommended | 7WAN612A |  | https://montgomerycountytfcg.s3.amazonaws.com/Applications/MC2022011660+Application.pdf
2022011659 | T-Mobile | Proposed installation of strand node 400m1 on existing PEPCO pole 787431-450590. Strand Node Equipment to be installed: -Strand Cable -Ericsson 6523 semi-integrated panel antenna (1) -Ericsson Diplex Filter B2+B66/B30 (4-2) Diplexer (2) -Ericsson 4402 | Colocation | PEPCO 787431-4559 | 746 | 9900 | Georgia Ave | Silver Spring | R-20 | SHA | Pepco | Public | 39.1645 | -77.0439 | Utility Pole | 42.5 | -1 | Alexa Clottin | 2022-01-14 | 2022-05-04 | Recommended | PEPCO 787431-4559 |  | https://montgomerycountytfcg.s3.amazonaws.com/Applications/MC2022011659+Application+and+Report.pdf
2022011658 | Other | Installation of (1) Equipment cabinet with battery chamber, (1) add on battery chamber, (9) masts across three sectors with (6) Titan antennas, (1) Siklu Dish antenna, (1) SIAE Dish antenna, (6) Airmax antennas with (6) Ubiquiti Rocket Prism RRUs, (2) IGN | Colocation | 8250 Georgia Avenue | 701 | 8250 | Georgia Avenue | Silver Spring | CR-5.0, C-4.0, R-4.75, H-200 T | Washington Property Compnay, LLC |  | Private | 38.9931 | -77.0269 | Building | 218 | 0 | Christopher Whiteis | 2022-01-14 | 2022-05-04 | Recommended | MDSIL0001 |  | https://montgomerycountytfcg.s3.amazonaws.com/Applications/MC2022011658+Application+and+Report.pdf
2021121646 | Verizon Wireless | Verizon Wireless is removing (6) existing RRHs. They are adding (6) new RRhs on an existing monopole structure. No antenna work is proposed. | Minor Modification | Avenel Golf Course | 55 | 10010 | Oaklyn Dr | Potomac | RE-2C | WSSC | WSSC | Public | 38.9951 | -77.2038 | Monopole | 130 | 0 | Joseph Stewart | 2022-01-14 | 2022-03-02 | Recommended | Avenel |  | https://montgomerycountytfcg.s3.amazonaws.com/Applications/MC2022011646+Application.pdf
2022011654 | T-Mobile | Add (9) antennas (3 APXVAALL24_43-U-NA20, 3 AIR6449 B41, & 3 VV-65A-R1), add (6) RRUs (3 4480 B71+B85 & 3 4460 B25+B66), add (3) hybrid cables, add (1) 6160 equipment cabinet & (1) B160 battery cabinet, and other associated equipment at existing tower | Colocation | Moyer Moving and Storage | 502 | 13050 | Shawnee Ln | Clarksburg | EOF-0.75/H-100T | Moyer and Sons, Inc. |  | Public | 39.2276 | -77.2708 | Monopole | 120 | 0 | Leigh Dukatt | 2022-01-10 | 2022-03-02 | Recommended | 7WAN725A |  | https://montgomerycountytfcg.s3.amazonaws.com/Applications/MC2022011654+Application.pdf
2022011655 | Dish Wireless | DISH Wireless will add three (3) JMA-MX08FRO665-21 antennas, six (6) Fujitsu radios, cabling, and a low profile antenna mount to the existing tower. At the base, DISH will place a 5'x7' steel, non penetrating platform to house an RF cabinet. | Colocation | Clement Property | 189 | 25201 | Peach Tree Rd | Clarksburg | AR | BRINKLOW-BLOCKTOWN LLC |  | Private | 39.2672 | -77.3193 | Monopole | 190 | 0 | John Kovacs | 2022-01-08 | 2022-03-02 | Recommended | DCWDC00053A |  | https://montgomerycountytfcg.s3.amazonaws.com/Applications/MC2022011655+Application.pdf
2022011653 | Dish Wireless | Install three antennas (one per sector) on new antenna mount with six radio units (two per sector), one OVP device, and one hybrid cable on existing tower. Install metal platform for one equipment cabinet. | Colocation | Northwest Station | 459 | 11801 | Nebel St | Rockville | IL-1.0 H-50 | Washington Gas |  | Private | 39.0489 | -77.1058 | Monopole | 145 | 0 | Andrea Holzer | 2022-01-06 | 2022-04-06 | Recommended | DCWDC00281B |  | https://montgomerycountytfcg.s3.amazonaws.com/Applications/MC2022011653+Application.pdf
2022011651 | Verizon Wireless | Verizon Wireless is removing (3) existing RRHs and (6) TMAs. They are adding (6) new RRHs on an existing monopole structure. RRH Models: (3) Samsung B5/B13 RRH-BR04C, (3) Samsung B2/B66A RRH-BR049. | Minor Modification | Beall Farm | 262 | 13201 | Lewisdale Rd | Clarksburg | AR | Rudell Beall & Sons Inc. |  | Private | 39.2886 | -77.2729 | Monopole | 184 | 0 | Joseph Stewart | 2022-01-04 | 2022-03-02 | Recommended | King Valley |  | https://montgomerycountytfcg.s3.amazonaws.com/Applications/MC2022011651+Application.pdf
2021121650 | T-Mobile | Swap (3) antennas and (3) RRUs. Install (1) hybrid trunk cable. remove (1) 2106 cabinet | Minor Modification | Weitzer Property | 123 | 0 | Sugarland Rd | Poolesville | AR | BLUFFING GOAT FARM LLC |  | Private | 39.0857 | -77.3982 | Monopole | 195 | 0 | Rene Gonzalez | 2021-12-30 |  | Withdrawn | ATC 305186 Sugarland MD |  | https://montgomerycountytfcg.s3.amazonaws.com/Applications/MC2021121650.pdf
2021121649 | Dish Wireless | Dish Wireless, LLC is proposing to add antennas and equipment to an existing wireless facility. The tower scope of work includes the installation of 3-panel antennas at the 168 RAD centerline, 6 RRUs, and additional ancillary equipment; the ground scope o | Colocation | Wheaton Park Maint. Yard | 65 | 12012 | Alpert Ln | Silver Spring | R-90 | M-NCPPC | AT&T | Public | 39.0532 | -77.0286 | Monopole | 180 | 0 | Nicole Bennett | 2021-12-28 |  | Withdrawn | DCWDC00958A |  | https://montgomerycountytfcg.s3.amazonaws.com/Applications/MC2021121649.pdf
2021121648 | Verizon Wireless | Project consists of removing (6) existing remote radio heads and installing (3) new antennas and (9) new remote radio heads. | Minor Modification | Palisades Apts | 422 | 4853 | Cordell Ave | Bethesda | CR-5.0 C-5.0 R-5.0 H-175 | Triangle Towers LLC |  | Private | 38.9902 | -77.0981 | Building | 115.5 | 0 | Shea Beltran | 2021-12-23 | 2022-02-02 | Recommended | Bethesda |  | https://montgomerycountytfcg.s3.amazonaws.com/Applications/MC2021121648+Application.pdf
2021121647 | Dish Wireless | Install (3) panel antennas (1 per sector) and (3) antenna mounts (1 per sector). Install (6) RRHs (2 per sector), (2) OVP Devices, and (3) Hybrid Cables. Install cable tray on rooftop. Install metal platform on rooftop for equipment cabinet. | Colocation | Silver Spring Towers | 178 | 816 | Easley St | Silver Spring | CR-1.5 C-1.0 R-1.5 H-60 T | Silver Spring Towers Apts LLC |  | Private | 38.9938 | -77.0233 | Building | 141 | 0 | Andrea Holzer | 2021-12-21 | 2022-02-02 | Recommended | DCWDC00388B |  | https://montgomerycountytfcg.s3.amazonaws.com/Applications/MC2021121647+Application.pdf
2021121631 | AT&T Wireless | AT&T is proposing 12 antennas, 12 RRH's, and 3 DC9's on the tower, along with a 6' - 8' x 6' - 8' WIC Shelter and a 30kw Diesel generator that will sit on a 12' x 16' concrete pad on the ground. | Colocation | Wesley Grove Church | 248.02 | 23612(AKA 23630) | Woodfield Rd | Gaithersburg | RE-2 | Wesley Grove Church |  | Private | 39.2435 | -77.1875 | Monopine | 80 | 0 | Bijan Olexo | 2021-12-21 | 2022-03-02 | Recommended | Charlie Farm |  | https://montgomerycountytfcg.s3.amazonaws.com/Applications/MC2021121631+Application.pdf
2021121643 | Verizon Wireless | Remove (9) RRH's, (6) diplexers, (1) OVP and (1) hybrid cable. Install (6) RRH's. (3 Samsung B2/B66A) & (3 Samsung B5/B13) Ground SOW: Install Powershift and remove (2) OVP's. | Minor Modification | Seneca Ayr Farm | 68 | 13100 | Old Baltimore Rd West | Boyds | IL-1.0 H-50 | Linthicum Properties Management LLC | Crown Castle | Private | 39.2124 | -77.2755 | Monopole | 140 | 0 | Joseph Stewart | 2021-12-20 | 2022-02-02 | Recommended | Milestone |  | https://montgomerycountytfcg.s3.amazonaws.com/Applications/MC2021121643+Application.pdf
2021121642 | Dish Wireless | DISH Wireless proposes to install three (3) JMA MX08FR0665 panel antennas along with six (6) RRUs on the existing tower using a new antenna platform. At the base of the existing tower within the existing fenced compound, DISH Wireless will place a 5' x 7 | Colocation | Barnhart Property | 220 | 24000 | Laytonsville Rd | Gaithersburg | AR | Ruppert Family 2012 Trust |  | Private | 39.2495 | -77.1449 | Monopole | 125 | 0 | John Kovacs | 2021-12-19 |  | Withdrawn | DCWDC00063A |  | https://montgomerycountytfcg.s3.amazonaws.com/Applications/MC2021121642.pdf
2021121640 | T-Mobile | Install (1) 48kw diesel generator w/240gal above ground tank on an existing modified concrete pad at an existing telecommunications site. | Minor Modification | Derwood Monopole | 633 | 15948 | Derwood Rd | Derwood | IM-2.5 H-50 | CSX Corporation, Inc |  | Private | 39.1161 | -77.1611 | Monopole | 145 | 0 | Sonya Hemphill | 2021-12-17 | 2022-01-05 | Recommended | 7WAN621C |  | https://montgomerycountytfcg.s3.amazonaws.com/Applications/MC2021121640+Application.pdf
2021121632 | AT&T Wireless | AT&T is proposing a four sector antenna site including 12 antennas and 16 RRH's. The proposal will also include a concrete pad with a 30KW generator and a walk in cabinet. | Colocation | Milestone | 148 | 1 | Milestone Center Ct | Germantown | CR-2.0 C-1.75 R-0.5 H-125 T | WMMH Building LLC |  | Public | 39.2004 | -77.2591 | Monopole | 150 | 0 | Ryan Triller | 2021-12-15 | 2022-02-02 | Recommended | Archstone |  | https://montgomerycountytfcg.s3.amazonaws.com/Applications/MC2021121632+Application.pdf
2021121638 | T-Mobile | T-Mobile is removing (6) antennas and (3) TMAs. They are adding (6) antennas and (6) RRHs on the existing monopole structure. T-Mobile is removing (1) cabinet and installing (2) new cabinets on the ground. | Minor Modification | Old Burtonsville VFD | 64 | 15430 | Old Columbia Pike | Burtonsville | CRT-1.5 C-1.0 R-1.25 H-70 | Burtonsville VFD | Fire | Private | 39.1102 | -76.9367 | Monopole | 180 | 0 | James Marquez | 2021-12-14 | 2022-01-05 | Recommended | 7WAN005A - Burtonsville |  | https://montgomerycountytfcg.s3.amazonaws.com/Applications/MC2021121638+Application.pdf
2021121634 | T-Mobile | Remove (6) antennas, (6) TMAs and (12) coax. Install (6) new antennas ( 3 Ericsson AIR6449's and 3 Commscope VV-65A-R1's), (3) RRHs ( 3 - 4460 B25+B66 and 3 - 4449 B71+85) and 2 hybrid cables. Ground Scope: Remove (1) Cabinet. Install (2) new cabinets wi | Minor Modification | Aspen Monopole | 104 | 15710 | New Hampshire Ave | Silver Spring | RE-2 | Michael A. Grodin |  | Private | 39.1161 | -76.9962 | Monopole | 172 | 0 | Joseph Stewart | 2021-12-13 | 2022-02-02 | Recommended | Crown-SILVERSPRING - 7WAN128A |  | https://montgomerycountytfcg.s3.amazonaws.com/Applications/MC2021121634+Application.pdf
2021121636 | T-Mobile | Install (1) 50kw diesel generator on new 5'-0" x 10'-0" concrete pad at existing telecom site. | Minor Modification | WWDC Radio Tower | 40 | 8800 | Brookeville Rd | Silver Spring | IM-2.5 H-50 | Chancellor Media Corp. |  | Private | 38.9999 | -77.057 | Tower | 695 | 0 | Sonya Hemphill | 2021-12-10 | 2022-01-05 | Recommended | 7WAN340A |  | https://montgomerycountytfcg.s3.amazonaws.com/Applications/MC2021121636+Application.pdf
2021121633 | Dish Wireless | Dish Wireless, LLC is proposing to collocate on the existing telecommunications facility. The tower scope of work includes the installation of 3-panel antennas (1 per sector), 1 antenna mount, 6 RRUs (2 per sector), 3 RRU mounts (1 per sector), and ancill | Colocation | Damascus VFD 13 Activity Ctr | 107 | 10211 | Lewis Dr | Damascus | RE-2C | Damascus VFD | Fire | Private | 39.2908 | -77.2135 | Monopole | 200 | 0 | Katherine Blackwood | 2021-12-06 | 2022-02-02 | Recommended | DCWDC00193A |  | https://montgomerycountytfcg.s3.amazonaws.com/Applications/MC2021121633+Application.pdf
2021121629 | Dish Wireless | DISH proposes installing (3) antennas, (3) sector frames, (6) RRUs, and (1) 5' x 7' metal platform on the ground for (2) cabinets and other ground equipment within the existing compound of the existing telecommunications facility. | Colocation | Pinnacle Towers | 21 | 5202 | River Rd | Bethesda | IM-2.5 H-50 | Pinnacle Towers Inc |  | Private | 38.9639 | -77.1047 | Tower | 744.5 | 0 | Katherine Blackwood | 2021-12-01 | 2022-04-06 | Recommended | DCWDC00692A |  | https://montgomerycountytfcg.s3.amazonaws.com/Applications/MC2021121629+Application.pdf
2021111628 | AT&T Wireless | Installation of a small cell antenna on a PEPCO replaced wooden utility pole located in the Montgomery county right of way. (1) antenna will be installed at the top of the pole with (2) RRH's installed in a cabinet located mid pole. | Colocation | PEPCO 744424-8643 | 745 | 8725 | Persimmon Tree Road | Potomac | RE-2 | Montgomery County | Pepco | Public | 38.9987 | -77.1938 | Utility Pole | 43 | -1 | Ryan Conn | 2021-11-24 | 2022-04-06 | Recommended | CRAN_RWSH_MONTG_211B |  | https://montgomerycountytfcg.s3.amazonaws.com/Applications/MC2021111628+Application+and+Report.pdf
2021111627 | T-Mobile | Remove and replace (3) antennas, remove and replace (3) RRUs, install (3) hybrid lines, remove (3) TMAs, install (2) equipment cabinets, and remove (1) cabinet. | Minor Modification | Brink Water Tank | 87 | 21701 | Ridge Rd | Germantown | AR | WSSC | WSSC | Public | 39.2126 | -77.238 | Water Tank | 124 | 0 | Alyssa Stewart | 2021-11-23 | 2022-02-02 | Recommended | WSSC-Gaithersburg WT |  | https://montgomerycountytfcg.s3.amazonaws.com/Applications/MC2021111627+Application.pdf
2021111624 | AT&T Wireless | Installation of a small cell antenna on a PEPCO replaced wooden utility pole located in Montgomery County right of way. (1) Antenna will be installed at the top with (2) RRH's installed in an equipment cabinet installed mid pole. All equipment painted to | Colocation | PEPCO 747422-880280 | 743 | 8301 | Persimmon Tree Road | Bethesda | RE-2 | Montgomery County | Pepco | Public | 38.9928 | -77.1831 | Utility Pole | 35 | -1 | Ryan Conn | 2021-11-19 | 2022-04-06 | Recommended | CRAN_RWSH_MONTG_207C |  | https://montgomerycountytfcg.s3.amazonaws.com/Applications/MC2021111624+Application+and+Report.pdf
2021111625 | AT&T Wireless | Installation of a small cell antenna on a PEPCO replaced wooden utility pole located in the Montgomery County right of way. Install (1) antenna at the top of the pole with (1) RRH installed inside a cabinet located mid pole. All equipment painted to match | Colocation | PEPCO 772442-060130 | 744 | 4901 | Boiling Brook Parkway | Rockville | BA-1225 | Montgomery County | Pepco | Public | 39.0474 | -77.098 | Utility Pole | 35 | -1 | Ryan Conn | 2021-11-19 | 2022-04-06 | Recommended | CRAN_RWSH_MONTG_230B |  | https://montgomerycountytfcg.s3.amazonaws.com/Applications/MC2021111625+Application+and+Report.pdf
2021111623 | T-Mobile | Remove (6) & add (6) antennas (3 APXVAALL24_43-U-NA20 & 3 AIR6449 B41), remove (3) & add (6) RRUs (3 4480 B71+B85 & 3 4460 B25+B66), remove (1) & add (1) 6160 equipment cabinet and (1) B160 battery cabinet, and other associated equipment. Remove (6) exist | Minor Modification | Pepco 651-N | 352 | 8910 | Falls Farm Dr | Potomac | R-200 | Pepco | Pepco |  | 39.0557 | -77.1844 | Transmission Tower | 117.5 | 0 | Leigh Dukatt | 2021-11-16 | 2022-01-05 | Recommended | 7WAN427A |  | https://montgomerycountytfcg.s3.amazonaws.com/Applications/MC2021111623+Application.pdf
2021111621 | Dish Wireless | Dish Wireless, LLC is proposing to collocate on an existing telecommunications facility. The tower scope of work includes the installation of 3-panel antennas, 3 antenna mounts, 6 RRHs, and ancillary equipment; the ground scope of work includes the instal | Colocation | Ferguson Farm | 63 | 14825 | Comus Rd | Boyds | AR | John W. Ferguson |  | Private | 39.2448 | -77.3004 | Tower | 193 | 0 | Katherine Blackwood | 2021-11-15 | 2022-02-02 | Recommended | DCWDC00234A |  | https://montgomerycountytfcg.s3.amazonaws.com/Applications/MC2021111621+Application.pdf
2021111620 | T-Mobile | T-MOBILE PROPOSES TO INSTALL (1) 48kW AC DIESEL GENERATOR ON A NEW 5'x 10' CONCRETE PAD AT AN EXISTING TELECOMMUNICATIONS SITE. | Minor Modification | Wheaton High School | 299 | 12501 | Dalewood Rd | Silver Spring | R-60 | MCPS | School | Public | 39.0595 | -77.0665 | Monopole | 100 | 0 | Sonya Hemphill | 2021-11-15 | 2021-12-01 | Recommended | 7WAN235A |  | https://montgomerycountytfcg.s3.amazonaws.com/Applications/MC2021111620+Application.pdf
2021111622 | T-Mobile | T-Mobile will remove (3) existing Clearwire/Sprint antennas and replace with (3) new T-Mobile antennas; T-Mobile will remove (15) existing Clearwire/Sprint remote radio heads and replace with (6) new T-Mobile remote radio heads; T-Mobile will remove (2) | Minor Modification | Hughes Methodist Church | 228 | 10700 | Georgia Ave | Silver Spring | R-60 | Hughes United Methodist Church | Church | Private | 39.0303 | -77.0481 | Building | 30 | 0 | Sonya Hemphill | 2021-11-15 | 2022-01-05 | Recommended | 7WAN658A |  | https://montgomerycountytfcg.s3.amazonaws.com/Applications/MC2021111622+Application.pdf
2021111615 | T-Mobile | T-Mobile proposes to install (1) 48kW AC diesel generator on a new 5'x 10' concrete pad at an existing telecommunications site. | Minor Modification | Pepco 100-N | 246 | 20000 blk | Goshen Rd & Rothbury Dr | Gaithersburg | R-200 | Pepco | Pepco | Private | 39.1843 | -77.1881 | Tower | 133 | 0 | Sonya Hemphill | 2021-11-14 | 2021-12-01 | Recommended | 7WAN260A |  | https://montgomerycountytfcg.s3.amazonaws.com/Applications/MC2021111615+Application.pdf
2021111616 | T-Mobile | T-Mobile proposes to install (1) 48kW AC diesel generator on a new 5'x 10' concrete pad at an existing telecommunications site. | Minor Modification | Pepco 660-N | 243 | 11313 | Deborah Dr | Rockville | R-90 | Pepco | Pepco | Private | 39.0401 | -77.1642 | Tower | 134 | 0 | Sonya Hemphill | 2021-11-14 | 2021-12-01 | Recommended | 7WAN275A |  | https://montgomerycountytfcg.s3.amazonaws.com/Applications/MC2021111616+Application.pdf
2021111617 | T-Mobile | T-Mobile proposes to install (1) 48kW AC diesel generator on a new 5'x 10' concrete pad at an existing telecommunications site. | Minor Modification | Pepco 651-N | 352 | 8910 | Falls Farm Dr | Potomac | R-200 | Pepco | Pepco |  | 39.0557 | -77.1844 | Transmission Tower | 117.5 | 0 | Sonya Hemphill | 2021-11-14 | 2021-12-01 | Recommended | 7WAN427A |  | https://montgomerycountytfcg.s3.amazonaws.com/Applications/MC2021111617+Application.pdf
2021111618 | T-Mobile | T-Mobile proposes to install (1) 48kW AC diesel generator on a new 5'x 10' concrete pad at an existing telecommunications site. | Minor Modification | Pepco 683-E | 600 | 18300B | Bowie Mill Rd | Olney | RE-1 | Pepco |  | Private | 39.1563 | -77.0922 | Tower | 134 | 0 | Sonya Hemphill | 2021-11-14 | 2021-12-01 | Recommended | 7WAN491A |  | https://montgomerycountytfcg.s3.amazonaws.com/Applications/MC2021111618+Application.pdf
2021111619 | T-Mobile | Swapping 9 existing antennas for 9 new antennas; removing 3 TMAs and RRU and 12 1 5/8" coax cables; installing 6 new RRUs and 3 hybrid cables. Removing 1 existing cabinet and installing 2 new cabinets. | Minor Modification | Bethesda Country Club | 51.02 | 7601 | Bradley Blvd | Bethesda | R-200 | Bethesda Country Club |  | Private | 39.0153 | -77.15 | Monopole | 150 | 0 | Andrew Martin | 2021-11-14 | 2022-03-02 | Recommended | Bethesda Country Club |  | https://montgomerycountytfcg.s3.amazonaws.com/Applications/MC2021111619+Application.pdf
2021111614 | AT&T Wireless | Installation of a small cell antenna on a verizon replaced utility pole located in the Montgomery County ROW. (1) Antenna will be installed at the top of the pole. (1) RRH will be installed a cabinet installed mid pole. All equipment will be painted to ma | Colocation | Verizon 8 | 742 | 5228 | Nicholson Court | Kensington | IL-1.0 H-50 | Montgomery County | Verizon | Public | 39.0452 | -77.1033 | Utility Pole | 38.6 | -1 | Ryan Conn | 2021-11-12 | 2022-04-06 | Recommended | CRAN_MONTG_231A |  | https://montgomerycountytfcg.s3.amazonaws.com/Applications/MC2021111614+Application+and+Report.pdf
2021111612 | Dish Wireless | Dish Wireless, LLC is proposing to collocate on an existing telecommunications facility. The tower scope of work includes installing 3 panel antennas, 1 platform mount, 6 rru’s and additional ancillary equipment; the ground scope of work includes the in | Colocation | Gate of Heaven | 116 | 13801 | Georgia Ave | Silver Spring | RE-2 | ROMAN CATHOLIC ARCHDIOCESE OF WASHINGTON |  | Private | 39.0877 | -77.0706 | Monopole | 190.5 | 0 | Katherine Blackwood | 2021-11-11 | 2022-02-02 | Recommended | DCWDC00233A |  | https://montgomerycountytfcg.s3.amazonaws.com/Applications/MC2021111612+Application.pdf
2021111613 | AT&T Wireless | Installation of a small cell antenna on a PEPCO replaced utility pole located in Montgomery county ROW. (1) Antenna will be installed at the top with (2) RRH's installed inside a cabinet installed mid pole. All equipment painted to match. | Colocation | PEPCO 773452-4449 | 741 | 4621 | Aspen Hill Road | Rockville | R-90 | Montgomery County | Pepco | Public | 39.0759 | -77.0932 | Utility Pole | 43 | -1 | Ryan Conn | 2021-11-11 | 2022-05-04 | Recommended | CRAN_RWSH_MONTG_227A |  | https://montgomerycountytfcg.s3.amazonaws.com/Applications/MC2021111613+Application+and+Report.pdf
2021111611 | T-Mobile | Remove 10 existing antennas, (2) MW dish antennas, (12) RRH's. Install (9) new antennas, (3 - Ericsson AIR 6449, 3 - Ericsson AIR 32 B2A B66AA, 3 - RFS APXAALL24_43-U-NA20). Install (6) new RRHs, ( 3- Ericsson 4449 B71 B85A, 3 - Ericsson 4415 B25). Instal | Minor Modification | Wheaton Park Maint. Yard | 65 | 12012 | Alpert Ln | Silver Spring | R-90 | M-NCPPC | AT&T | Public | 39.0532 | -77.0286 | Monopole | 180 | 0 | Joseph Stewart | 2021-11-10 | 2021-12-01 | Recommended | WA54XC914 |  | https://montgomerycountytfcg.s3.amazonaws.com/Applications/MC2021111611+Application.pdf
2021111610 | T-Mobile | Remove (3) & add (6) antennas (3 APXVAALL24_43-U-NA20 & 3 AIR6449 B41), add (6) RRUs (3 4480 B71+B85 & 3 4460 B25+B66), remove (1) 2106 equipment cabinet and add (1) 6160 equipment cabinet & (1) B160 battery cabinet, remove existing & add (6) RF friendly | Minor Modification | Fraley Farm Silo | 245 | 17800 | Bowie Mill Rd | Derwood | RE-1 | Kenneth Fraley |  | Private | 39.1501 | -77.1143 | Building | 73 | 0 | Leigh Dukatt | 2021-11-09 | 2021-12-01 | Recommended | 7WAN162B |  | https://montgomerycountytfcg.s3.amazonaws.com/Applications/MC2021111610+Application.pdf
2021111609 | Dish Wireless | Dish Wireless, LLC is proposing to collocate on an existing telecommunications facility. The tower scope of work includes the installation of 3-panel antennas, 1 antenna platform mount, 6 RRHs, 3 RRU mounts, and additional ancillary equipment; the ground | Colocation | Beall Farm | 262 | 13201 | Lewisdale Rd | Clarksburg | AR | Rudell Beall & Sons Inc. |  | Private | 39.2886 | -77.2729 | Monopole | 184 | 0 | Katherine Blackwood | 2021-11-08 | 2022-02-02 | Recommended | DCWDC00265A |  | https://montgomerycountytfcg.s3.amazonaws.com/Applications/MC2021111609+Application.pdf
2021111603 | Dish Wireless | Dish proposes installing (3) antennas, (1) platform mount, (6) RRHs, and (1) 5' x 7' metal platform for (2) cabinets and other ground equipment to be placed on within the existing compound of the telecommunications facility. | Colocation | Knights of Columbus | 13.01 | 17001 | Overhill Rd | Derwood | RE-1 | MONTG CNCL K C BLDG CORP |  | Private | 39.1347 | -77.1418 | Monopole | 173 | 0 | Katherine Blackwood | 2021-11-05 | 2022-06-01 | Recommended | DCWDC00653B |  | https://montgomerycountytfcg.s3.amazonaws.com/Applications/MC2021111603+Application.pdf
2021111605 | Dish Wireless | Dish proposes installing (3) antennas, (1) platform, (6) RRHs, (1) 5' x 7' metal platform to place (2) cabinets and other ground equipment within the existing compound at the existing telecommunications facility. | Colocation | Troop 52 Forest Preserve | 113 | 16100 | Darnestown Rd | Dawsonville | AR | Seneca Creek Forest Preserve Inc |  | Private | 39.1343 | -77.335 | Tower | 180 | 0 | Katherine Blackwood | 2021-11-05 | 2022-09-07 | Recommended | DCWDC00079A |  | https://montgomerycountytfcg.s3.amazonaws.com/Applications/MC2021111605+Application.pdf
2021111606 | Dish Wireless | DISH proposes installing (3) antennas, (1) platform Mount, (6) RRHs, (1) 5' x 7' metal platform to place (2) cabinets and other ground equipment on within the existing compound at the existing telecommunications facility. | Colocation | Sandy Spring VFD 40 | 117 | 16911 | Georgia Ave | Olney | RE-2 | Sandy Spring Vol. Fire Dept. | Fire | Private | 39.1336 | -77.068 | Monopole | 150 | 0 | Katherine Blackwood | 2021-11-05 | 2022-09-07 | Recommended | DCWDC00073A |  | https://montgomerycountytfcg.s3.amazonaws.com/Applications/MC2021111606+Application.pdf
2021111607 | T-Mobile | T-Mobile proposes to install (1) 48kW AC diesel generator on a new 5'x 10' concrete pad at an existing telecommunications site. | Minor Modification | Pepco 629-N | 297.02 | 13622 | Travilah Rd | North Potomac | R-200 | Pepco | Pepco | Private | 39.081 | -77.2459 | Tower | 122.5 | 0 | Sonya Hemphill | 2021-11-05 | 2021-12-01 | Recommended | 7WAN294A |  | https://montgomerycountytfcg.s3.amazonaws.com/Applications/MC2021111607+Application.pdf
2021111608 | T-Mobile | T-Mobile proposes to install (1) 48kW AC diesel generator on a new 5'x 10' concrete pad at an existing telecommunications site. | Minor Modification | Pepco 111-S | 224 | 7600 | Hadley Farms Dr | Gaithersburg | R-90 | Pepco | Pepco | Private | 39.1856 | -77.1521 | Tower | 135 | 0 | Sonya Hemphill | 2021-11-05 | 2021-12-01 | Recommended | 7WAN156D |  | https://montgomerycountytfcg.s3.amazonaws.com/Applications/MC2021111608+Application.pdf
2021111598 | Dish Wireless | Sled Mount 6 antennas (3 Proposede, 3 Future) to existing rooftop with related ancillary equipment and cabling routed back to proposed 5'x7' steel platform to support proposed equipment cabinets as per plans, as per code | Colocation | Summit Hills Apartments | 58 | 8484 | 16th St | Silver Spring | CR-2.5 C-0.25 R-2.5 H-145 | Summit Hills LLC |  | Private | 38.9951 | -77.037 | Building | 98.8 | 0 | Paul Whitley | 2021-11-04 |  | Withdrawn | WDWDC00938 |  | https://montgomerycountytfcg.s3.amazonaws.com/Applications/MC2021111598.pdf
2021111602 | Dish Wireless | Dish proposes installing (3) antennas, (1) antenna platform mount, (6) RRUs, (1) 5'x7' metal platform to place (2) cabinets, and other ground equipment on within the existing compound of the existing telecommunications facility. | Colocation | Silver Spring YMCA | 4 | 9800 | Hastings Dr | Silver Spring | R-60 | n |  | Private | 39.0159 | -77.0134 | Monopole | 120 | 0 | Katherine Blackwood | 2021-11-04 |  | Withdrawn | DCWDC00405B |  | https://montgomerycountytfcg.s3.amazonaws.com/Applications/MC2021111602.pdf
2021111595 | Verizon Wireless | Project consists of removing (6) existing panel antennas, (2) from each sector, and installing (6) new panel antennas, (2) at each sector. (6) remote radio heads are to be removed and replaced by (9) new remote radio heads as well. | Minor Modification | Potomac Center | 59 | 10000 | Falls Rd | Potomac | NR-0.75 H-35 | Ten Thousand Falls Rd LLC |  | Private | 39.0191 | -77.209 | Building | 33 | 0 | Shea Beltran | 2021-11-03 |  | Withdrawn | Potomac Center |  | https://montgomerycountytfcg.s3.amazonaws.com/Applications/MC2021111595.pdf
2021111599 | Verizon Wireless | Project consists of removing (1) existing antenna and (1) existing remote radio head and installing (1) new proposed antenna as well as (1) new proposed remote radio head | Minor Modification | Rockville 12 | 692 | 6015 | Montrose Rd | Rockville | CRT-3.0 C-3.0 R-2.5 H-120 | Verizon Maryland Merge Co |  | Private | 39.0534 | -77.1218 | Building | 34.3 | 0 | Shea Beltran | 2021-11-03 | 2022-01-05 | Recommended | Rockville 12 ODAS |  | https://montgomerycountytfcg.s3.amazonaws.com/Applications/MC2021111599+Application.pdf
2021111596 | Verizon Wireless | This project consists of the installation of (1) new antenna. Additionally, (1) existing remote radio head will be removed and (1) new remote radio head will be installed. | Minor Modification | ShopHouse Kitchen | 568 | 4824 | Bethesda Ave | Bethesda | CRT-2.25 R-2.25 H-70 | Street Retail Inc |  | Private | 38.9808 | -77.0969 | Building | 19 | 0 | Shea Beltran | 2021-11-03 | 2022-01-05 | Recommended | Bethesda and Arlington |  | https://montgomerycountytfcg.s3.amazonaws.com/Applications/MC2021111596+Application.pdf
2021111597 | Verizon Wireless | Project consists of removing (6) antennas, (2) from each sector, and installing (6) new antennas, (2) at each sector. Additionally, (3) remote radio heads will be removed and (3) remote radio heads will be installed. | Minor Modification | Verizon Building | 36 | 13100 | Columbia Pike | Silver Spring | EOF-0.75 H-100 T | Chesapeake and Potomac Tele Co MD |  | Private | 39.0713 | -76.9589 | Building | 68 | 0 | Shea Beltran | 2021-11-03 | 2022-03-02 | Recommended | Chesapeake |  | https://montgomerycountytfcg.s3.amazonaws.com/Applications/MC2021111597+Application.pdf
2021111601 | T-Mobile | T-Mobile proposes to install (1) 48kw AC diesel generator on a new 5'x10' concrete pad at an existing telecommunications site. | Minor Modification | Pepco 620-N | 353 | 12457 | Falconbridge Dr | Gaithersburg | R-200 | Pepco | Pepco | Private | 39.1033 | -77.2572 | Tower | 126 | 0 | Jelani Brown | 2021-11-03 | 2021-12-01 | Recommended | 7WAN228A |  | https://montgomerycountytfcg.s3.amazonaws.com/Applications/MC2021111601+Application.pdf
2021111600 | T-Mobile | T-Mobile proposes to install (1) 48kW AC diesel generator on a new 5'x10' concrete pad at an existing telecommunications site. | Minor Modification | Pepco Substation 158 | 82 | 16610 | Emory Ln | Rockville | R-200 | Pepco | Pepco | Private | 39.1317 | -77.0792 | Tower | 150 | 0 | Sonya Hemphill | 2021-11-03 | 2021-12-01 | Recommended | 7WAN046A |  | https://montgomerycountytfcg.s3.amazonaws.com/Applications/MC2021111600+Application.pdf
2021101590 | Verizon Wireless | Verizon proposes removing (12) antennas, (9) RRHs, and installing (6) antennas, (6) RRHs at the existing telecommunications facility. | Minor Modification | Clement Property | 189 | 25201 | Peach Tree Rd | Clarksburg | AR | BRINKLOW-BLOCKTOWN LLC |  | Private | 39.2672 | -77.3193 | Monopole | 190 | 0 | Katherine Blackwood | 2021-10-29 | 2022-03-02 | Recommended | Little Bennett |  | https://montgomerycountytfcg.s3.amazonaws.com/Applications/MC2021101590+Application.pdf
2021101591 | T-Mobile | Proposed installation of strand node MNG-092m1 on existing PEPCO pole 799420-5674 Strand Node Equipment to be installed: -Strand Cable -Ericsson 6523 semi-integrated panel antenna (1) -Ericsson Diplex Filter B2+B66/B30 (4-2) Diplexer (2) -Ericsson 44 | Colocation | Pepco 799420-5674 | 738 | 8000 | Flower Ave | Takoma Park | CRT-0.75 C-0.75 R-0.25 H-50 | Takoma Park | Pepco | Public | 38.9889 | -77.0012 | Utility Pole | 40.5 | -1 | Alexa Clottin | 2021-10-29 | 2022-02-02 | Recommended | 799420-5674 |  | https://montgomerycountytfcg.s3.amazonaws.com/Applications/MC2021101591+Application+and+Report.pdf
2021101592 | Dish Wireless | Dish Wireless is adding (3) new antennas and (6) RRHs on the existing 140’ building structure. Dish will also be adding (1) new equipment platform and associated equipment cabinets on the main roof level. | Colocation | Park Ritchie Apartments | 48 | 7600 | Maple Ave | Takoma Park | R-10 | Park Ritchie LLC |  | Private | 38.9839 | -77.008 | Building | 151 | 0 | Paul Whitley | 2021-10-29 |  | Withdrawn | WDWDC00872 |  | https://montgomerycountytfcg.s3.amazonaws.com/Applications/MC2021101592.pdf
2021101594 | T-Mobile | Proposed installation of strand node MNG-422m1 on existing PEPCO pole 799416-510810. Strand Node Equipment to be installed: -Strand Cable -Ericsson 6523 semi-integrated panel antenna (1) -Ericsson Diplex Filter B2+B66/B30 (4-2) Diplexer (2) -Ericsson | Colocation | Pepco 799416-510810 | 739 | 7303 | Jackson Ave | Takoma Park | R-60 | SHA | Pepco | Public | 38.9779 | -77.0014 | Utility Pole | 33.75 | -1 | Alexa Clottin | 2021-10-29 | 2022-04-06 | Not Recommended | 799416-510810 |  | https://montgomerycountytfcg.s3.amazonaws.com/Applications/MC2021101594+Application+and+Report.pdf
2021101593 | T-Mobile | Proposed installation of strand node MNG-383m1 on existing PEPCO pole 806429-990310. Strand Node Equipment to be installed: -Strand Cable -Ericsson 6523 semi-integrated panel antenna (1) -Ericsson Diplex Filter B2+B66/B30 (4-2) Diplexer (2) -Ericsson | Colocation | Pepco 806429-990310 | 740 | 9505 | New Hampshire Ave | Silver Spring | R-60 | Montgomery County | Pepco | Public | 39.012 | -76.9787 | Utility Pole | 52.33 | -1 | Tephoney McArthur | 2021-10-29 | 2021-12-01 | Recommended | 806429-990310 |  | https://montgomerycountytfcg.s3.amazonaws.com/Applications/MC2021101593+Application+and+Report.pdf
2021101582 | T-Mobile | T-Mobile would like to make a revision to application 2021041415. The original application SOW: T-Mobile is removing Sprint/Clearwire's (3) existing antennas and (3) existing RRHs, and removing T-Mobile's (3) existing RRHs. They are adding T-Mobile's (3) | Minor Modification | St. Patrick's Church | 28 | 4101 | Norbeck Rd | Rockville | RE-1 | St. Patrick's Church | Church | Private | 39.1087 | -77.082 | Building | 75 | 0 | Alyssa Stewart | 2021-10-22 | 2021-11-03 | Recommended | 7WAN112B - CardinalMcCar-Rockville |  | https://montgomerycountytfcg.s3.amazonaws.com/Applications/MC2021101582+Application.pdf
2021101588 | Dish Wireless | Dish Wireless, LLC is proposing to collocate on an existing telecommunications facility. The tower scope of work includes the removal of abandoned antennas at the 160'AGL; installation of 3 antennas at 161RAD centerline, 3 antenna mounts, 6 RRUs, and addi | Colocation | Aspen Monopole | 104 | 15710 | New Hampshire Ave | Silver Spring | RE-2 | Michael A. Grodin |  | Private | 39.1161 | -76.9962 | Monopole | 172 | 0 | Katherine Blackwood | 2021-10-22 | 2022-02-02 | Recommended | DCWDC00153A |  | https://montgomerycountytfcg.s3.amazonaws.com/Applications/MC2021101588+Application.pdf
2021101587 | Dish Wireless | Dish Wireless, LLC is proposing to collocate on an existing telecommunications facility. The tower scope of work includes the removal of an abandoned antenna mount; installation of 3 antennas at 130 ft RAD and 6 RRUs, and additional ancillary equipment. T | Colocation | Seneca Ayr Farm | 68 | 13100 | Old Baltimore Rd West | Boyds | IL-1.0 H-50 | Linthicum Properties Management LLC | Crown Castle | Private | 39.2124 | -77.2755 | Monopole | 140 | 0 | Katherine Blackwood | 2021-10-22 | 2022-02-02 | Recommended | DCWDC00167A |  | https://montgomerycountytfcg.s3.amazonaws.com/Applications/MC2021101587+Application.pdf
2021101586 | Dish Wireless | Dish Wireless, LLC is proposing to collocate on an existing telecommunications facility. The tower scope of work includes the removal of abandoned equipment at a 127-foot centerline; installation of 3 antennas at 130ft RAD, 6 RRUs, and additional ancilla | Colocation | Public Storage Briggs Chaney | 415 | 3351 | Briggs Chaney Rd | Silver Spring | EOF-0.75, H-100 T | Shurgard Maryland Properties Inc |  | Private | 39.075 | -76.9422 | Monopole | 140 | 0 | Katherine Blackwood | 2021-10-22 | 2022-02-02 | Recommended | DCWDC00187A |  | https://montgomerycountytfcg.s3.amazonaws.com/Applications/MC2021101586+Application.pdf
2021101589 | Dish Wireless | Dish Wireless, LLC is proposing to collocate on an existing telecommunications facility. The tower scope of work includes the installation of 3 antennas at 129 RAD centerline, 3 antenna mounts, 6 RRUs, and additional ancillary equipment. The ground scope | Colocation | Sarem Farm | 50 | 15901 | Columbia Pike | Burtonsville | RC | Jennifer Sarem |  | Private | 39.118 | -76.9292 | Monopole | 150 | 0 | Katherine Blackwood | 2021-10-22 | 2022-02-02 | Recommended | DCWDC00209A |  | https://montgomerycountytfcg.s3.amazonaws.com/Applications/MC2021101589+Application.pdf
2021101583 | T-Mobile | The Proposed Project installs an optional standby generator system, automatic transfer switch, generator auxiliary power distribution, and remote monitoring communications for a pre-existing cell tower within the current enclosed leased area. | Minor Modification | Silver Spring YMCA | 4 | 9800 | Hastings Dr | Silver Spring | R-60 | n |  | Private | 39.0159 | -77.0134 | Monopole | 120 | 0 | Patrick Owens | 2021-10-21 |  | Withdrawn | 7WAN055A |  | https://montgomerycountytfcg.s3.amazonaws.com/Applications/MC2021101583.pdf
2021101584 | T-Mobile | The Proposed Project installs an optional standby generator system, automatic transfer switch, generator auxiliary power distribution, and remote monitoring communications circuitry at a pre-existing cell tower in an enclosed space within the current leas | Minor Modification | Leaman Property | 86 | 13820 | Clopper Rd | Boyds | R-200 | American Tower Asset Sub 2 LLC |  | Private | 39.1652 | -77.2908 | Monopole | 125 | 0 | Patrick Owens | 2021-10-21 |  | Withdrawn | 7WAN454A |  | https://montgomerycountytfcg.s3.amazonaws.com/Applications/MC2021101584.pdf
2021101585 | T-Mobile | The Proposed Project installs an optional standby generator system, automatic transfer switch, generator auxiliary power distribution, and remote monitoring communications circuitry at a pre-existing cell tower in an enclosed space within the current leas | Minor Modification | Laytonsville | 321 | 4301 | Brookeville Rd | Brookeville | AR | Jane C Maller, Trustee |  | Private | 39.184 | -77.0815 | Monopole | 182 | 0 | Patrick Owens | 2021-10-21 |  | Withdrawn | 7WAN497A |  | https://montgomerycountytfcg.s3.amazonaws.com/Applications/MC2021101585.pdf
2021101579 | T-Mobile | T-Mobile proposes to install a temporary site consisting of a temporary 100’ ballasted monopole with antennas and RRU’s, and a temporary non-penetrating platform with cabinets. They will install (9) antennas and (6) RRU’s at 102’ and 90’ RADs. T | New | Clarksburg Outlets Temporary | 702.2 | 22711 | Clarksburg Rd | Clarksburg | CRT-0.5 C-0.25 R-0.25 H-130 T | WSSC |  | Private | 39.2306 | -77.2853 | Monopole | 100 | 0 | Jessica Bingham | 2021-10-20 | 2021-11-03 | Recommended | 7WAN120I TEMP |  | https://montgomerycountytfcg.s3.amazonaws.com/Applications/MC2021101579+Application+and+Report.pdf
2021091557 | T-Mobile | T-Mobile proposes to install (1) 48KW diesel generator on a new 5'x10' concrete pad at an existing telecommunications site. | Minor Modification | MDOT-Kensington | 77 | 9200 | Kensington Pkwy | Kensington | R-90 | MDOT / State Hwy Admin. |  | Private | 39.0077 | -77.075 | Monopole | 160 | -1 | Sonya Hemphill | 2021-10-14 |  | Withdrawn | 7WAN524A |  | https://montgomerycountytfcg.s3.amazonaws.com/Applications/MC2021091557.pdf
2021101577 | T-Mobile | T-Mobile proposes to install (1) 4'-0" x 10'-0" concrete pad and install a 50KW diesel generator on the new concrete pad at an existing telecommunications site. | Minor Modification | Sunrise Apts | 149 | 19310 | Club House Rd | Gaithersburg | R-10 | Sunrise Assisted Living |  | Private | 39.1738 | -77.2027 | Building | 70 | 0 | Sonya Hemphill | 2021-10-13 | 2021-11-03 | Recommended | 7WAN084A |  | https://montgomerycountytfcg.s3.amazonaws.com/Applications/MC2021101577+Application.pdf
2021101573 | T-Mobile | T-Mobile proposes to conduct the following work at an existing telecommunications site: Install (1) 10'-0" x 5'-0" concrete pad inside a new fenced enclosure at grade level and install (1) 50KW AC diesel generator on the new concrete pad. | Minor Modification | Westlake Towers | 155 | 7420 | Westlake Terr | Bethesda | R-H | Westlake Park Condo |  | Private | 39.026 | -77.1508 | Building | 144.5 | 0 | Sonya Hemphill | 2021-10-12 | 2021-11-03 | Recommended | 7WAN051A |  | https://montgomerycountytfcg.s3.amazonaws.com/Applications/MC2021101573+Application.pdf
2021101574 | T-Mobile | T-Mobile proposes to conduct the following work at an existing telecommunications site: Install (1) 48KW AC diesel generator on an existing 10'-0" x 6'-0" concrete pad inside an existing fenced enclosure. | Minor Modification | JFK High School | 288 | 1901 | Randolph Rd | Silver Spring | R-90 | Board of Education | School | Public | 39.0676 | -77.0397 | Monopole | 135 | 0 | Sonya Hemphill | 2021-10-12 | 2021-11-03 | Recommended | 7WAN290A |  | https://montgomerycountytfcg.s3.amazonaws.com/Applications/MC2021101574+Application.pdf
2021101575 | T-Mobile | T-Mobile proposes to conduct the following work at an existing telecommunications site: Install (1) 10'-0" x 4'-0" concrete pad inside an existing fenced enclosure at grade level and install (1) 48KW AC diesel generator on the new concrete pad. | Minor Modification | Blake High School | 306 | 300 | Norwood Rd | Silver Spring | RE-2C | Board of Education | School | Public | 39.1121 | -77.0191 | Monopole | 120 | 0 | Sonya Hemphill | 2021-10-12 | 2021-11-03 | Recommended | 7WAN080A |  | https://montgomerycountytfcg.s3.amazonaws.com/Applications/MC2021101575+Application.pdf
2021101571 | Dish Wireless | Dish Wireless, LLC is proposing to collocate on an existing telecommunications tower. Dish wireless plans to install of 3 new panel antennas, 6 new RRHs on an existing monopole structure. They will also be adding 1 new equipment platform and all associa | Colocation | Airpark Industrial Center | 83 | 7707 | Airpark Rd | Gaithersburg | IL-1.0 H-50 | Crown Atlantic Co LLC |  | Private | 39.1715 | -77.1578 | Monopole | 120 | 0 | Katherine Blackwood | 2021-10-11 | 2022-02-02 | Recommended | DCWDC00181A |  | https://montgomerycountytfcg.s3.amazonaws.com/Applications/MC2021101571+Application.pdf
2021101572 | Dish Wireless | Dish Wireless, LLC is proposing to collocate on an existing telecommunications tower. Dish wireless is adding (3) new antennas and (6) new RRHs on an existing tower structure. They will also be adding (1) new equipment platform and all the associated eq | Colocation | Suburban Propane | 143 | 35 | Derwood Cir | Rockville | IM-2.5 H-50 | Suburban Propane |  | Private | 39.1032 | -77.1542 | Tower | 215 | 0 | Katherine Blackwood | 2021-10-11 | 2022-02-02 | Recommended | DCWDC00038A |  | https://montgomerycountytfcg.s3.amazonaws.com/Applications/MC2021101572+Application.pdf
2021101569 | T-Mobile | T-Mobile proposes to install (9) antennas, (6) RRH, (11) antennas mounts, (1) 31' x 11' equipment platform to place (2) cabinets, (1) 50KW natural gas generator, and other equipment on the rooftop. | Colocation | The Grand Apartments | 737 | 5801 | Nicholson Lane | Rockville | CR-2.5 C-0.25 R-2.5 H-190 T | Wisconsin Park Asscoiates, LP |  | Private | 39.0462 | -77.1142 | Building | 187 | 0 | Katherine Blackwood | 2021-10-08 |  | Withdrawn | 7WAN731A |  | https://montgomerycountytfcg.s3.amazonaws.com/Applications/MC2021101569.pdf
2021101570 | T-Mobile | Remove (6) & add (6) antennas (3 AIR6449 B41 & 3 APXVAALL24_43-U-NA20), remove (9) & add (6) RRUs (3 4480 B71+B85 & 3 4460 B25+B66), remove (2) equipment cabinets & add (1) 6160 equipment cabinet and (1) B160 battery cabinet, and other associated equipmen | Minor Modification | Tri-State Stone Quarry | 20 | 8200 | Seven Locks Rd | Bethesda | R-200 | Ben Porto & Son LTD |  | Private | 38.9887 | -77.1614 | Monopole | 154 | 0 | Leigh Dukatt | 2021-10-08 | 2021-11-03 | Recommended | 7WAN612A |  | https://montgomerycountytfcg.s3.amazonaws.com/Applications/MC2021101570+Application.pdf
2021101567 | T-Mobile | Remove (9) & add (9) antennas (3 AIR6449 B41, 3 FFVV-65A-R1, & 3 APXVAALL24_43-U-NA20), add (6) RRU's (3 4460 B25+B66 & 3 4480 B71+B85), remove (1) equipment cabinet & add (1) 6160 equipment cabinet and (1) B160 battery cabinet, and other associated equip | Minor Modification | Pepco 37-N | 263 | 18917 | Bucklodge Rd | Boyds | AR | Pepco | Pepco | Private | 39.1694 | -77.36 | Tower | 150 | 0 | Leigh Dukatt | 2021-10-07 |  | Withdrawn | 7WAN516A |  | https://montgomerycountytfcg.s3.amazonaws.com/Applications/MC2021101567.pdf
2021101568 | Dish Wireless | Dish Wireless, LLC is proposing to add antennas and equipment to an existing telecommunications facility. Dish Wireless is adding (3) new antennas and (6) new RRHs on an existing tower structure. They propose to also add (1) new equipment platform and all | Colocation | Izaak Walton League | 6 | 18301 | Waring Station Rd | Germantown | R-200 | Izaak Walton League |  | Private | 39.1551 | -77.2535 | Tower | 224 | 0 | Katherine Blackwood | 2021-10-07 | 2022-02-02 | Recommended | DCWDC00237A |  | https://montgomerycountytfcg.s3.amazonaws.com/Applications/MC2021101568+Application.pdf
2021101566 | T-Mobile | Proposed installation of strand node MNG-510 on existing PEPCO pole 790425-010700. Strand Node Equipment to be installed: -Strand Cable -Ericsson 6523 semi-integrated panel antenna (1) -Ericsson Diplex Filter B2+B66/B30 (4-2) Diplexer (2) -Ericsson 44 | Colocation | PEPCO 790425-010700 | 677 | 8900 | Georgia Ave | Silver Spring | R-60 | State Highway ROW |  | Public | 39.0023 | -77.0347 | Utility Pole | 47 | -1 | Alexa Clottin | 2021-10-06 | 2022-01-05 | Recommended | 790425-010700 |  | https://montgomerycountytfcg.s3.amazonaws.com/Applications/MC2021101566+Application+and+Report.pdf
2021101565 | Verizon Wireless | This is an existing rooftop site with a height of 90’. Verizon proposes to modify their existing installation at the 30’ RAD center by removing and replacing (1) antenna. The proposed new antenna will be (1) Samsung AT1K04 (16.8”x9.6”x6.9”). The | Minor Modification | Wayne Avenue Garage | 510 | 921 | Wayne Ave | Silver Spring | CR-3.0, C-2.0, R-2.75 | Montgomery County |  | Public | 38.9953 | -77.0251 | Building | 21 | 0 | Jessica Bingham | 2021-10-05 | 2021-11-03 | Recommended | CVS 3517 |  | https://montgomerycountytfcg.s3.amazonaws.com/Applications/MC2021101565+Application.pdf
2021091562 | T-Mobile | T-Mobile is removing (3) existing antennas and (3) TMAs. They are adding (9) new antennas and (6) new RRHs on an existing tower structure. T-Mobile is also adding (2) new cabinets on the ground. | Minor Modification | Ferguson Farm | 63 | 14825 | Comus Rd | Boyds | AR | John W. Ferguson |  | Private | 39.2448 | -77.3004 | Tower | 193 | 0 | Joseph Stewart | 2021-10-04 | 2021-11-03 | Recommended | Ferguson Farm |  | https://montgomerycountytfcg.s3.amazonaws.com/Applications/MC2021091562+Application.pdf
2021091564 | T-Mobile | Remove (3) sector frames, (9) antennas, and (2) hybrid cables, add (1) circular platform mount, (9) antennas, (6) RRHs, (4) hybrid cables, (1) 6160 cabinet and (1) B160 battery cabinet. | Minor Modification | Warfield Property | 423 | 25723 | Woodfield Rd | Damascus | RNC | James Warfield |  | Private | 39.2754 | -77.2013 | Monopole | 149 | 0 | Nancy Nguyen | 2021-09-30 |  | Withdrawn | ATC 202085 District 12 Damascu MD |  | https://montgomerycountytfcg.s3.amazonaws.com/Applications/MC2021091564.pdf
2021091561 | Dish Wireless | Dish Wireless LLC is proposing the installation to an existing telecommunications facility. Scope of tower work includes the installation of 3 antennas, 3 antenna mounts, 6 rrus, 1 OVP, 1 hybrid cable, and 3 back rru mounts. The ground scope of work inclu | Colocation | Dickerson Auto Center | 105 | 22210 | Dickerson Rd | Dickerson | IM-2.5 H-50 | SMS Partnership | Crown Castle | Private | 39.2211 | -77.4281 | Monopole | 175.5 | 0 | Katherine Blackwood | 2021-09-27 | 2022-03-02 | Recommended | DCWDC00140A |  | https://montgomerycountytfcg.s3.amazonaws.com/Applications/MC2021091561+Application.pdf
2021091552 | Verizon Wireless | This is an existing rooftop site with a height of 50’ and a parapet height of 52’-9”. Verizon proposes to modify their existing installation at the 58’ RAD center by removing (2) antennas and installing (5) antennas. The proposed new antennas will | Minor Modification | White Flint Professional Building | 492 | 11119 | Rockville Pike | Kensington | EOF-3.0 H-100 | Rockville Pike Partnership |  | Private | 39.0393 | -77.1085 | Building | 50 | 0 | Jessica Bingham | 2021-09-23 | 2021-11-03 | Recommended | Addie |  | https://montgomerycountytfcg.s3.amazonaws.com/Applications/MC2021091552+Application.pdf
2021091560 | Dish Wireless | Install (3) new Antennas (1 per sector); (6) new radio units (2 per sector); (1) Junction Box; and (1) Hybrid cable on existing radio and telecommunications tower. Install 5' x 7' steel equipment platform below tower with ice bridge. Install (2) cabinets | Colocation | WWDC Radio Tower | 40 | 8800 | Brookeville Rd | Silver Spring | IM-2.5 H-50 | Chancellor Media Corp. |  | Private | 38.9999 | -77.057 | Tower | 695 | 0 | Andrea Holzer | 2021-09-22 | 2021-11-03 | Recommended | DCWDC00400D |  | https://montgomerycountytfcg.s3.amazonaws.com/Applications/MC2021091560+Application.pdf
2021091559 | AT&T Wireless | AT&T is proposing to colocate its Small Wireless Facility including a pole top equipment enclosure and 1 Galtronics OMNI antenna GQ2410-B6621 inside a canister shroud. At 10' on the pole will be a Charles Industries enclosure SH60-482420GNN8 containing 1 | Replacement | Pepco 785445-130960 | 736 | 12308 | Judson Rd | Silver Spring | R-60 | Montgomery County | Pepco | Public | 39.058 | -77.0521 | Utility Pole | 43 | -1 | Steven Kinley | 2021-09-21 |  | Withdrawn | MONTG_056 |  | https://montgomerycountytfcg.s3.amazonaws.com/Applications/MC2021091559.pdf
2021091554 | T-Mobile | This is a water tank site with a height of 129’-11”. T-Mobile proposes to install (9) antennas and (6) RRUs. The proposed new antennas will be installed at a 135' RAD. They will install (3) 4480 B71+B85 RRUs and (3) 4460 B25+B66 RRUs. They will also i | Colocation | Clarksburg Premium Outlets | 702 | 22711 | Clarksburg Rd | Clarksburg | CRT-0.5 C-0.25 R-0.25 H-130 T | WSSC | WSSC | Private | 39.2295 | -77.2862 | Water Tank | 129.9 | 0 | Jessica Bingham | 2021-09-15 | 2021-10-06 | Recommended | 7WAN120I |  | https://montgomerycountytfcg.s3.amazonaws.com/Applications/MC2021091554+Application+and+Report.pdf
2021091558 | T-Mobile | Sprint, now a part of T-Mobile, proposes to remove (6) antennas, (12) RRHs, (2) cabinets, and install (9) antennas, (6) RRHs, (2) cabinets at the existing telecommunications facility. | Minor Modification | Pepco 57-R | 277 | 24700 | Halterman Rd | Gaithersburg | AR | Pepco | Pepco | Private | 39.2627 | -77.1307 | Tower | 140 | 0 | Katherine Blackwood | 2021-09-15 | 2021-10-06 | Recommended | 7WAN690A |  | https://montgomerycountytfcg.s3.amazonaws.com/Applications/MC2021091558+Application.pdf
2021091555 | T-Mobile | Sprint, now a part of T-Mobile, proposes to replace (3) mounts, replace (2) cabinets, remove (6) antennas, (3) RRHs, and install (9) antennas, (6) RRHs at the existing telecommunications facility. | Minor Modification | Pepco Manor View | 13 | 6424 | Manor View Dr | Gaithersburg | RE-1 | Pepco | Pepco | Private | 39.1872 | -77.1285 | Tower | 142 | 0 | Katherine Blackwood | 2021-09-13 | 2021-10-06 | Recommended | 7WAN682A |  | https://montgomerycountytfcg.s3.amazonaws.com/Applications/MC2021091555+Application.pdf
2021091556 | T-Mobile | Remove 9 existing antennas, and 6 RRU. Install new antenna platform, install 9 panel antennas and 6 RRU's at centerline height of 116' | Minor Modification | Silver Spring YMCA | 4 | 9800 | Hastings Dr | Silver Spring | R-60 | n |  | Private | 39.0159 | -77.0134 | Monopole | 120 | 0 | Alexandra Bull | 2021-09-13 |  | Withdrawn | 7WAN055A |  | https://montgomerycountytfcg.s3.amazonaws.com/Applications/MC2021091556.pdf
2021091553 | Verizon Wireless | This is an existing rooftop site with a height of 107’-2” and a penthouse height of 124’. Verizon proposes to modify their existing installation at the 132’ and 138’-3” RAD centers by removing (3) antennas and installing (7) antennas. The prop | Minor Modification | Aurora Condominiums | 410 | 7915 | Eastern Ave | Silver Spring | CR-3.0 CR-2.0 R-2.75 H-125-T | Aurora Condominium South |  | Private | 38.9865 | -77.0284 | Building | 107 | 0 | Jessica Bingham | 2021-09-10 | 2021-10-06 | Recommended | North Gate |  | https://montgomerycountytfcg.s3.amazonaws.com/Applications/MC2021091553+Application.pdf
2021091550 | T-Mobile | Remove (4) & add (8) antennas ((4) AIR6449 B41 & (4) VV-65A-R1), add (4) 4460 B25+B66 RRUs, add (1) 6160 equipment cabinet & (1) B160 battery cabinet, and other associated equipment on existing tower. | Minor Modification | Derwood Monopole | 633 | 15948 | Derwood Rd | Derwood | IM-2.5 H-50 | CSX Corporation, Inc |  | Private | 39.1161 | -77.1611 | Monopole | 145 | 0 | Leigh Dukatt | 2021-09-08 | 2021-11-03 | Recommended | 7WAN621C |  | https://montgomerycountytfcg.s3.amazonaws.com/Applications/MC2021091550+Application.pdf
2021091548 | T-Mobile | T-Mobile is removing (3) existing antennas and (3) existing RRHs. They are adding (6) new antennas and (6) new RRHs on an existing building structure. | Minor Modification | White Flint Professional Building | 492 | 11119 | Rockville Pike | Kensington | EOF-3.0 H-100 | Rockville Pike Partnership |  | Private | 39.0393 | -77.1085 | Building | 50 | 0 | James Marquez | 2021-09-07 | 2021-10-06 | Recommended | White Flint Medical Center |  | https://montgomerycountytfcg.s3.amazonaws.com/Applications/MC2021091548+Application.pdf
2021091546 | T-Mobile | Install (3) new antennas, install (3) new RRUs install, remove, and replace (3) existing TMAs w/ (3) new TMAs. Install (2) new 6x12 hybrid cables and remove all unused cables and equipment. | Minor Modification | Steinberg Silo | 318 | 15021 | Dufief Mill Rd | Gaithersburg | R-200 | Chabad Lubavitch of Upper Montgomery County |  | Private | 39.1027 | -77.2234 | Building | 61 | 0 | Alyssa Stewart | 2021-09-02 | 2021-10-06 | Recommended | Steinburg Gaithersburg |  | https://montgomerycountytfcg.s3.amazonaws.com/Applications/MC2021091546+Application.pdf
2021091547 | Dish Wireless | Install (3) panel antennas (1 per sector); (3) antenna mounts (1 per sector); (6) remote radio units (2 per sector); (3) over-voltage protection devices; (3) hybrid cables; (1) metal platform with equipment cabinets for BBU, PPC, Power, Telco, and Groundi | Colocation | Concord Building | 355 | 10605 | Concord St | Kensington | CRT-1.5 C-1.5 R-1.0 H-60 | Cadlerock's Concord Building LLC |  | Private | 39.0302 | -77.0747 | Building | 67 | 0 | Andrea Holzer | 2021-09-02 | 2021-10-06 | Recommended | DCWDC00360B |  | https://montgomerycountytfcg.s3.amazonaws.com/Applications/MC2021091547+Application+and+Report.pdf
2021081541 | Verizon Wireless | Telecom Capital Group to install proposed monopole tower and fenced compound at the location. Verizon Wireless to co-locate on the monopole at the 140' level with 6 new antennas and 6 RRUs. | New | Claggettsville Monopole | 735 | 28025 | Ridge Rd | Damascus | RC | Rhodes Brothers LLC |  | Private | 39.317 | -77.1971 | Monopole | 145 | 0 | Ryan Dear | 2021-08-27 | 2022-04-06 | Recommended | Easterday |  | https://montgomerycountytfcg.s3.amazonaws.com/Applications/MC2021081541+Application+and+Report.pdf
2021081545 | Verizon Wireless | Telecom Capital Group to install 145' monopole and fenced equipment compound at proposed location. Verizon to co-locate at a 140' rad center on the tower with (6) new panel antennas and (6) new RRUs, along with their associated ground equipment inside th | Colocation | Claggettsville Monopole | 735 | 28025 | Ridge Rd | Damascus | RC | Rhodes Brothers LLC |  | Private | 39.317 | -77.1971 | Monopole | 145 | 0 | Ryan Dear | 2021-08-27 | 2022-04-06 | Recommended | Easterday |  | https://montgomerycountytfcg.s3.amazonaws.com/Applications/MC2021081545+Application+and+Report.pdf
2021081535 | Verizon Wireless | This is an existing rooftop site with a height of 28’ and a parapet height of 30’. Verizon proposes to modify their existing installation at the 33’ RAD center by removing and replacing (1) antenna. The proposed new antenna will be (1) Samsung AT1K0 | Minor Modification | Teppanyaki Grill and Buffet | 482 | 5520 | Randolph Rd | Rockville | CR-3.0 | Washington Real Estate Investment Trust |  | Private | 39.0521 | -77.112 | Building | 30 | 0 | Jessica Bingham | 2021-08-24 | 2021-10-06 | Recommended | Nebel |  | https://montgomerycountytfcg.s3.amazonaws.com/Applications/MC2021081535+Application.pdf
2021081542 | Verizon Wireless | This is an existing rooftop site with a height of 21’ and a parapet height of 24’. Verizon proposes to modify their existing installation at the 25’ RAD center by removing and replacing (1) antenna. The proposed new antenna will be (1) Samsung AT1K0 | Minor Modification | Giant Food - Silver Spring | 566 | 8750 | Arliss St | Silver Spring | CRT 3.0 | Washington Real Estate Investment Trust |  | Private | 38.9995 | -77.0024 | Building | 19 | 0 | Jessica Bingham | 2021-08-24 | 2021-10-06 | Recommended | Arliss |  | https://montgomerycountytfcg.s3.amazonaws.com/Applications/MC2021081542+Application.pdf
2021081540 | T-Mobile | T-Mobile proposes to conduct work at an existing telecommunications rooftop: remove/replace existing steel platform with a new 12'-8"x11'-4" steel platform on existing posts; install 36KW natural gas generator on new steel platform | Minor Modification | Double Tree Hotel | 561 | 8120 | Wisconsin Ave | Bethesda | CR-3.0 C-3.0 R-2.75 H-110 | BLT Fund 9 Bethesdan LLC |  | Private | 38.9913 | -77.0961 | Building | 135 | 0 | Sonya Hemphill | 2021-08-23 | 2021-10-06 | Recommended | 7WAN499D |  | https://montgomerycountytfcg.s3.amazonaws.com/Applications/MC2021081540+Application.pdf
2021081539 | T-Mobile | Project involves removing (6) existing panel antennas, (9) existing TMA's, (1) existing 2106 equipment cabinet, (3) existing RRH, (14) 1-1/4" existing coax, (4) existing 7/8" coax; (6) existing 1-5/8" coax are to remain; while installing (9) proposed ante | Minor Modification | Pepco 637-S | 311 | 12900 | Piney Meetinghouse Rd | Potomac | RE-2 | Pepco | Pepco | Private | 39.0669 | -77.2283 | Tower | 126 | 0 | Katherine Blackwood | 2021-08-23 | 2021-10-06 | Recommended | 7WAN072A |  | https://montgomerycountytfcg.s3.amazonaws.com/Applications/MC2021081539+Application.pdf
2021081538 | AT&T Wireless | Installation of a small cell antenna on a PEPCO replaced wooden utility pole located in the ROW. 1 antenna will be installed at the top of the pole. An equipment shroud containing 1 RRH (remote radio head) installed mid pole. Install 1 Meter, 1 disconnec | Replacement | PEPCO 747472-9946 | 733 | 1 | Central Avenue | Gaithersburg | Non-MNCPPC | Montgomery County | Pepco | Public | 39.1306 | -77.1865 | Utility Pole | 43 | -1 | Ryan Conn | 2021-08-19 | 2021-10-06 | Recommended | CRAN_RWSH_MONTG_186C |  | https://montgomerycountytfcg.s3.amazonaws.com/Applications/MC2021081538+Application+and+Report.pdf
2021081528 | Verizon Wireless | Telecom Capital Group to build new 160' monopole (with 4' lightning rod) at proposed site location. Verizon Wireless is adding (6) new antennas and (6) new RRHs on a new 160' monopole structure. Verizon will also be adding (1) new equipment cabinet and a | New | Old Hundred Monopole | 732 | 22900 | Old Hundred Rd | Barnesville | AR | Juanita Breland |  | Private | 39.2315 | -77.3665 | Monopole | 160 | 0 | Ryan Dear | 2021-08-13 | 2022-04-06 | Recommended | Sugarloaf |  | https://montgomerycountytfcg.s3.amazonaws.com/Applications/MC2021081528+Application+and+Report.pdf
2021081533 | Verizon Wireless | Telecom Capital Group to build 160' monopole (with 4' lightning rod) at the proposed location. Verizon Wireless will co-locate on the tower at a 136' rad center. Verizon's tower equipment will include 6 new antennas and 6 new RRUs, along with cable(s). | Colocation | Old Hundred Monopole | 732 | 22900 | Old Hundred Rd | Barnesville | AR | Juanita Breland |  | Private | 39.2315 | -77.3665 | Monopole | 160 | 0 | Ryan Dear | 2021-08-13 | 2022-04-06 | Recommended | Sugarloaf |  | https://montgomerycountytfcg.s3.amazonaws.com/Applications/MC2021081533+Application+and+Report.pdf
2021081534 | T-Mobile | Add (3) antennas (3 AIR 6449 B41), remove (3) & add (3) RRUs (3 4424 B25 RRU), add (1) 6160 equipment cabinet & (1) B160 battery cabinet, and other associated equipment on existing rooftop. | Minor Modification | Trinity United Methodist Church | 454 | 13700 | Schaeffer Rd | Germantown | R-200 | Trinity United Methodist Church | Church | Private | 39.1628 | -77.284 | Tower | 105 | 0 | Leigh Dukatt | 2021-08-13 | 2021-10-06 | Recommended | 7WAN373G |  | https://montgomerycountytfcg.s3.amazonaws.com/Applications/MC2021081534+Application.pdf
2021081532 | AT&T Wireless | AT&T is removing (9) existing antennas and (9) existing TMAs. They are adding (6) new antennas, (6) TMAs and (12) new RRHs on an existing utility tower structure. All RRHs will be added on the ground. | Minor Modification | Pepco 637-N | 80 | 13900 | Piney Meeting House Rd | Rockville | IH-2.5 | Pepco | Pepco | Private | 39.0671 | -77.2281 | Tower | 121 | 0 | Adam jackson | 2021-08-12 | 2022-03-02 | Recommended | Piney Meeting House |  | https://montgomerycountytfcg.s3.amazonaws.com/Applications/MC2021081532+Application.pdf
2021081530 | T-Mobile | Install 12'x11' steel platform on existing posts. Install 36kw gas generator on new platform. | Minor Modification | Double Tree Hotel | 561 | 8120 | Wisconsin Ave | Bethesda | CR-3.0 C-3.0 R-2.75 H-110 | BLT Fund 9 Bethesdan LLC |  | Private | 38.9913 | -77.0961 | Building | 135 | 0 | Jelani Brown | 2021-08-11 |  | Withdrawn | 7WAN499D |  | https://montgomerycountytfcg.s3.amazonaws.com/Applications/MC2021081530.pdf
2021081531 | Dish Wireless | To install three (3) antennas and 6 RRUs on an existing tower structure and place base radio cabinets on a 5' by 7' steel pre-fab platform. The antennas are JMA Wireless MX08FRO665-21 Panel antennas with dimensions 72" (H) x 20" (W) x 8" (D). There will | Colocation | Carver Tower | 124 | 2647 | W University Blvd | Silver Spring | CR-5.0 C-4.5 R-4.5 H-130 | Bajwa Property Management LLC |  | Private | 39.0407 | -77.0549 | Tower | 275 | 0 | Andrew Martin | 2021-08-11 | 2022-04-06 | Recommended | DISH Wireless |  | https://montgomerycountytfcg.s3.amazonaws.com/Applications/MC2021081531+Application.pdf
2021081529 | T-Mobile | T-Mobile proposes to remove (9) antennas, (3) RRHs, (3) TMAs, (1) cabinet, and install (6) antennas, (6) RRHs, and (2) cabinets at the existing telecommunications facility. | Minor Modification | Argyle Country Club | 111 | 14600 | Argyle Club Rd | Silver Spring | RE-2 | Argyle Land Company |  | Private | 39.0961 | -77.0526 | Monopole | 125 | 0 | Katherine Blackwood | 2021-08-10 | 2021-11-03 | Recommended | 7WAN076A |  | https://montgomerycountytfcg.s3.amazonaws.com/Applications/MC2021081529+Application.pdf
2021081524 | T-Mobile | T-Mobile proposes to replace (3) antennas, (3) radios, and (2) cabinets at the existing telecommunications facility. | Minor Modification | JFK High School | 288 | 1901 | Randolph Rd | Silver Spring | R-90 | Board of Education | School | Public | 39.0676 | -77.0397 | Monopole | 135 | 0 | Katherine Blackwood | 2021-08-09 | 2021-10-06 | Recommended | 7WAN290A |  | https://montgomerycountytfcg.s3.amazonaws.com/Applications/MC2021081524+Application.pdf
2021081526 | T-Mobile | Remove (6) RRH's. Install (3) antennas, (6) RRH's, (3) breakout pendant and (1) hybrid cable. Ground Scope: Remove (2) cabinets and install (2) new cabinets with associated equipment. | Minor Modification | Izaak Walton League | 6 | 18301 | Waring Station Rd | Germantown | R-200 | Izaak Walton League |  | Private | 39.1551 | -77.2535 | Tower | 224 | 0 | Joseph Stewart | 2021-08-09 |  | Withdrawn | 7WAN077A IZAAK WALTON LEAGUE RIFLE 876684 |  | https://montgomerycountytfcg.s3.amazonaws.com/Applications/MC2021081526.pdf
2021081523 | T-Mobile | Install monopole foundation and 120' high monopole. Install T-Mobile/Sprint antenna platform, antennas (9), RRU's (6), and cables. Install equipment compound, fence, and site improvements. | New | Woodward High School | 236.3 | 11211 | Old Georgetown Road | Rockville | R-90 | Board of Education |  | Private | 39.0369 | -77.1211 | Monopole | 120 | 0 | Phil Stetler | 2021-08-05 | 2021-11-03 | Recommended | 7WAN256D |  | https://montgomerycountytfcg.s3.amazonaws.com/Applications/MC2021081523+Application+and+Report.pdf
2021071519 | AT&T Wireless | AT&T is proposing to colocate its Small Wireless Facility including a pole top equipment enclosure and 1 Galtronics Omni antenna GQ2410-06621 inside a canister shroud. At 10' on the pole will be a Commscope enclosure SSC-760237600 containing 1 radio. A P | Replacement | Pepco 768445-660780 | 731 | 12221 | Parkville Drive | Rockville | IL-1, H-50 | Montgomery County | Pepco | Public | 39.0575 | -77.1101 | Utility Pole | 39 | -1 | Steven Kinley | 2021-07-29 | 2021-10-06 | Recommended | MONTG_042 |  | https://montgomerycountytfcg.s3.amazonaws.com/Applications/MC2021071519+Application+and+Report.pdf
2021071518 | AT&T Wireless | Installation of an AT&T Small Wireless Facility to include one Galtronics GQ2418-B6941 Omni Antenna (antenna volume of 2.8 cubic feet) and side mounted Charles Industries Radio Cabinet SH60-482420GNN8 with Squirrel Guard 96-SH60SQRLGRDA (cabinet volume of | Colocation | Pepco 745460-0763 | 734 | 14945 | Shady Grove Rd | Rockville | Non-MNCPPC | Montgomery County | Pepco | Public | 39.0981 | -77.1932 | Utility Pole | 46 | -1 | Steven Kinley | 2021-07-29 | 2022-01-05 | Recommended | MONTG_017 |  | https://montgomerycountytfcg.s3.amazonaws.com/Applications/MC2021071518+Application+and+Report.pdf
2021071520 | Dish Wireless | Tower: Install 3 new panel antennas, 6 Remote Radio Heads, 1 junction box and 1 hybrid cable at 175 foot RAD. We will not extend height of tower. Ground: Install 5' x 7' metal platform on ground for equipment cabinets. Install 1 ice bridge. We are | Colocation | Kenwood Country Club | 30 | 5601 | River Rd | Bethesda | R-90 | Kenwood Country Club |  | Private | 38.9766 | -77.1142 | Tower | 230 | 0 | Sharon Weddle | 2021-07-26 | 2022-03-02 | Recommended | DCWDC00391A |  | https://montgomerycountytfcg.s3.amazonaws.com/Applications/MC2021071520+Application.pdf
2021071517 | T-Mobile | Remove and replace nine antennas, remove and replace three RRUs, install three RRUs, remove three TMAs. install two equipment cabinets, and remove (1) existing cabinet. | Minor Modification | Choice International | 29 | 10750 | Columbia Pike | Silver Spring | CRT-2.25 C-1.5 R-0.75 H-45 | VREC III LO COLESVILLE MEDICAL MOB LLC |  | Private | 39.0324 | -77.0045 | Building | 85 | 0 | Alyssa Stewart | 2021-07-21 | 2021-09-01 | Recommended | Columbia Pike |  | https://montgomerycountytfcg.s3.amazonaws.com/Applications/MC2021071517+Application.pdf
2021071516 | T-Mobile | T-Mobile proposes to replace (3) antennas, replace (3) RRHs, remove (3) TMAs, replace (1) cabinet at the existing telecommunications facility. | Minor Modification | Baptist Home | 147 | 6301 | Greentree Rd | Bethesda | R-60 | Baptist Home for Children |  | Private | 39.0026 | -77.1273 | Monopole | 120 | 0 | Corrine Fear | 2021-07-20 | 2022-01-05 | Recommended | 7WAN451A |  | https://montgomerycountytfcg.s3.amazonaws.com/Applications/MC2021071516+Application.pdf
2021071511 | T-Mobile | Crown Castle is proposing to install a power supply cabinet to an existing PEPCO wood utility pole (#788426-380170). The purpose of this installation is to supply power to small cell strand nodes that are located in the same vicinity as the power supply i | Colocation | Pepco 788426-380170 | 728 | 9002 | 2nd Ave | Silver Spring | R-60 | Montgomery County | Pepco | Public | 39.0037 | -77.0406 | Utility Pole | 38 | -1 | Alexa Clottin | 2021-07-19 |  | Withdrawn | 788426-380170 |  | https://montgomerycountytfcg.s3.amazonaws.com/Applications/MC2021071511.pdf
2021071513 | T-Mobile | Crown Castle is proposing to install a power supply cabinet to an existing PEPCO wood utility pole (#787430-3453). The purpose of this installation is to supply power to small cell strand nodes that are located in the same vicinity as the power supply ins | Colocation | Pepco 787430-3453 | 729 | 2121 | Forest Glen Rd | Silver Spring | CRT-2.5, C-2.5, R-2.5, H-120 | Montgomery County | Pepco | Public | 39.0157 | -77.0443 | Utility Pole | 30 | -1 | Alexa Clottin | 2021-07-19 |  | Withdrawn | 787430-3453 |  | https://montgomerycountytfcg.s3.amazonaws.com/Applications/MC2021071513.pdf
2021071514 | T-Mobile | Crown Castle is proposing to install a power supply cabinet to an existing PEPCO wood utility pole (#788424-730340). The purpose of this installation is to supply power to small cell strand nodes that are located in the same vicinity as the power supply i | Colocation | Pepco 788424-730340 | 730 | 8469 | 16th Street | Silver Spring | CRT-3.0, C-1.5, R-20, H-70 | SHA | Pepco | Public | 38.9986 | -77.0394 | Utility Pole | 38 | -1 | Alexa Clottin | 2021-07-19 |  | Withdrawn | 788424-730340 |  | https://montgomerycountytfcg.s3.amazonaws.com/Applications/MC2021071514.pdf
2021071515 | Dish Wireless | Install (3) Panel Antennas (1 per sector) on (1) Antenna Mount. Install (6) Radio Units (2 per sector), (1) OVP Device, (1) Hybrid Cable and associated jumpers on existing telecommunications tower. Install (1) metal platform for (2) cabinets, (1) ice brid | Colocation | Wheaton High School | 299 | 12501 | Dalewood Rd | Silver Spring | R-60 | MCPS | School | Public | 39.0595 | -77.0665 | Monopole | 100 | 0 | Andrea Holzer | 2021-07-19 | 2021-10-06 | Recommended | DCWDC00428A |  | https://montgomerycountytfcg.s3.amazonaws.com/Applications/MC2021071515+Application+and+Report.pdf
2021071510 | T-Mobile | Crown Castle is proposing to install a power supply cabinet to an existing PEPCO wood utility pole (#797422-180100). The purpose of this installation is to supply power to small cell strand nodes that are located in the same vicinity as the power supply i | Colocation | Pepco 797422-180100 | 727 | 8111 | Piney Branch Road | Silver Spring | CRT-.75 C-.75 R-.25 H-35 | SHA | Pepco | Public | 38.9924 | -77.0096 | Utility Pole | 38 | -1 | Alexa Clottin | 2021-07-16 |  | Withdrawn | 797422-180100 |  | https://montgomerycountytfcg.s3.amazonaws.com/Applications/MC2021071510.pdf
2021071506 | T-Mobile | Crown Castle is proposing to install a power supply cabinet to an existing PEPCO wood utility pole (#802416-0637). The purpose of this installation is to supply power to small cell strand nodes that are located in the same vicinity as the power supply ins | Colocation | Pepco 802416-0637 | 724 | 6917 | New Hampshire Ave | Takoma Park | CRT-1.5 C-1.5 R-.5 H-50 | Montgomery County | Pepco | Public | 38.9767 | -76.9926 | Utility Pole | 45 | -1 | Alexa Clottin | 2021-07-15 |  | Withdrawn | 802416-0637 |  | https://montgomerycountytfcg.s3.amazonaws.com/Applications/MC2021071506.pdf
2021071507 | T-Mobile | Crown Castle is proposing to install a power supply cabinet to an existing PEPCO wood utility pole (#804429-880500). The purpose of this installation is to supply power to small cell strand nodes that are located in the same vicinity as the power supply i | Colocation | Pepco 804429-880500 | 725 | 1419 | Dilston Rd | Silver Spring | R-60 | Montgomery County | Pepco | Public | 39.0129 | -76.9825 | Utility Pole | 39 | -1 | Alexa Clottin | 2021-07-15 |  | Withdrawn | 804429-880500 |  | https://montgomerycountytfcg.s3.amazonaws.com/Applications/MC2021071507.pdf
2021071508 | T-Mobile | Remove (3) & add (6) antennas (3 APXVAALL24_43-U-NA20 & 3 AIR6449 B41), remove (3) & add (6) RRUs (3 4460 B25+B66 & 3 4480 B71+B85), remove (1) & add 6160 (1) equipment cabinet and B160 (1) battery cabinet, and other associated equipment on existing utili | Minor Modification | Pepco 655-N | 364 | 8406 | Postoak Rd | Potomac | R-90 | Pepco | Pepco | Private | 39.0517 | -77.1731 | Tower | 121 | 0 | Leigh Dukatt | 2021-07-15 | 2021-08-04 | Recommended | 7WAN367B |  | https://montgomerycountytfcg.s3.amazonaws.com/Applications/MC2021071508+Application.pdf
2021071509 | T-Mobile | Crown Castle is proposing to install a power supply cabinet to an existing PEPCO wood utility pole (#813444-9217). The purpose of this installation is to supply power to small cell strand nodes that are located in the same vicinity as the power supply ins | Colocation | Pepco 813444-9217 | 726 | 3100 | Gracefield Rd | Silver Spring | TDR-2.0 | Montgomery County | Pepco | Public | 39.0532 | -76.9507 | Utility Pole | 31 | -1 | Alexa Clottin | 2021-07-15 |  | Withdrawn | 813444-9217 |  | https://montgomerycountytfcg.s3.amazonaws.com/Applications/MC2021071509.pdf
2021071500 | T-Mobile | Crown Castle is proposing to install a power supply cabinet to an existing 38'9" wood PEPCO utility pole (#786422-700770) located on Colston Drive. The purpose of this installation is to supply power to small cell strand nodes that are located in the same | Colocation | Pepco 786422-700770 | 719 | 2201 | Colston Dr | Silver Spring | R-60 | Montgomery County | Pepco | Public | 38.9944 | -77.0466 | Utility Pole | 39 | -1 | Alexa Clottin | 2021-07-14 |  | Withdrawn | 786422-700770 |  | https://montgomerycountytfcg.s3.amazonaws.com/Applications/MC2021071500.pdf
2021071501 | T-Mobile | Crown Castle is proposing to install a power supply cabinet to an existing PEPCO wood utility pole (#790422-0785). The purpose of this installation is to supply power to small cell strand nodes that are located in the same vicinity as the power supply ins | Colocation | Pepco 790422-0785 | 720 | 1527 | E Falkland Ln | Silver Spring | CR-3.8, C-0.75, R-3.0, H-145 T | Montgomery County | Pepco | Public | 38.9946 | -77.0348 | Utility Pole | 49 | -1 | Alexa Clottin | 2021-07-14 |  | Withdrawn | 790422-0785 |  | https://montgomerycountytfcg.s3.amazonaws.com/Applications/MC2021071501.pdf
2021071502 | T-Mobile | Crown Castle is proposing to install a power supply cabinet to an existing PEPCO wood utility pole (#787424-4082). The purpose of this installation is to supply power to small cell strand nodes that are located in the same vicinity as the power supply in | Colocation | Pepco 787424-4082 | 721 | 8800 | Leonard Drive | Silver Spring | R-60 | Montgomery County | Pepco | Public | 39 | -77.044 | Utility Pole | 29 | -1 | Alexa Clottin | 2021-07-14 |  | Withdrawn | 787424-4082 |  | https://montgomerycountytfcg.s3.amazonaws.com/Applications/MC2021071502.pdf
2021071503 | T-Mobile | Crown Castle is proposing to install a power supply cabinet to an existing PEPCO wood utility pole (#788430-250550). The purpose of this installation is to supply power to small cell strand nodes that are located in the same vicinity as the power supply | Colocation | Pepco 788430-250550 | 722 | 1806 | Forest Glen Road | Silver Spring | R-60 | Montgomery County | Pepco | Public | 39.0157 | -77.0411 | Utility Pole | 52 | -1 | Alexa Clottin | 2021-07-14 |  | Withdrawn | 788430-250550 |  | https://montgomerycountytfcg.s3.amazonaws.com/Applications/MC2021071503.pdf
2021071504 | T-Mobile | Crown Castle is proposing to install a power supply cabinet to an existing PEPCO wood utility pole (#798423-650980). The purpose of this installation is to supply power to small cell strand nodes that are located in the same vicinity as the power supply i | Colocation | Pepco 798423-650980 | 723 | 8423 | Piney Branch Road | Takoma Park | R-60 | Montgomery County | Pepco | Public | 38.9976 | -77.0046 | Utility Pole | 53 | -1 | Alexa Clottin | 2021-07-14 |  | Withdrawn | 798423-650980 |  | https://montgomerycountytfcg.s3.amazonaws.com/Applications/MC2021071504.pdf
2021071497 | AT&T Wireless | Crown Castle is is removing (4) existing antennas. They are adding (1) new antenna and (2) new RRHs. They are adding the RRHs inside a new proposed equipment cabinet on a new proposed concrete PAD on the ground. | Minor Modification | Pepco 738467-4242 | 699 | 671 | Muddy Branch Rd | Gaithersburg | MXD | Pepco |  | Public | 39.1167 | -77.2167 | Utility Pole | 61 | -1 | Alexa Clottin | 2021-07-08 | 2021-09-01 | Recommended | 738467-4242 |  | https://montgomerycountytfcg.s3.amazonaws.com/Applications/MC2021071497+Application.pdf
2021071498 | T-Mobile | T-Mobile proposes to remove (6) existing panel antennas; Install (9) new panel antennas; remove (3) existing RRUs; install (6) new RRUs; install (1) new electrical panel board at an existing telecommunications facility. T-Mobile will also install (2) new | Minor Modification | University Manor Apartments | 567 | 820 | University Blvd East | Silver Spring | R-10 | University Manor Apartments |  | Private | 38.9956 | -76.9926 | Building | 35 | 0 | Sonya Hemphill | 2021-07-08 | 2021-08-04 | Recommended | 7WAS565A |  | https://montgomerycountytfcg.s3.amazonaws.com/Applications/MC2021071498+Application.pdf
2021071496 | AT&T Wireless | Crown castle is removing (4) existing antennas and (1) equipment cabinet on the ground. They are adding (1) new antenna and (2) new RRHs. They are adding RRHs inside a proposed equipment cabinet on the ground. | Minor Modification | CCI Pole MB-03 | 641 |  | Great Seneca Hwy & High Gables Dr | Gaithersburg | N/A | CCI | CCI | Private | 39.1153 | -77.2234 | Utility Pole | 49 | -1 | Alexa Clottin | 2021-07-07 | 2021-09-01 | Recommended | 11035 |  | https://montgomerycountytfcg.s3.amazonaws.com/Applications/MC2021071496+Application.pdf
2021071494 | AT&T Wireless | Crown Castle is proposing to modify an existing site located on Muddy Branch Road at pole #738470-9809. This modification will include the installation of an equipment cabinet that will be installed on a newly placed concrete pad. The following will be in | Minor Modification | Pepco 738470-9809 | 679 |  | Muddy Branch Rd & Palmspring Dr | Gaithersburg | R-200 | Pepco |  | Public | 39.1241 | -77.2148 | Utility Pole | 0 | -1 | Alexa Clottin | 2021-07-07 | 2021-09-01 | Recommended | 738470-9809 |  | https://montgomerycountytfcg.s3.amazonaws.com/Applications/MC2021071494+Application.pdf
2021061489 | T-Mobile | Proposed installation of strand node MNG-549m1 on existing PEPCO pole 803419-060250. Strand Node Equipment to be installed: -Strand Cable -Ericsson 6523 semi-integrated panel antenna (1) -Ericsson Diplex Filter B2+B66/B30 (4-2) Diplexer (2) -Ericsson | Colocation | PEPCO 803418-060250 | 717 | 7308 | New Hampshire Ave | Takoma Park | R-60 | SHA | Pepco | Public | 38.9818 | -76.989 | Utility Pole | 38.3 | -1 | Alexa Clottin | 2021-06-30 | 2021-08-04 | Recommended | 803419-060250 |  | https://montgomerycountytfcg.s3.amazonaws.com/Applications/MC2021061489+Application+and+Report.pdf
2021061490 | T-Mobile | Proposed installation of strand node MNG-014m1 on existing PEPCO pole 812446-3798. Strand Node Equipment to be installed: -Strand Cable -Ericsson 6523 semi-integrated panel antenna (1) -Ericsson Diplex Filter B2+B66/B30 (4-2) Diplexer (2) -Ericsson 44 | Colocation | PEPCO 812446-3798 | 718 | 2877 | Gracefield Rd | Silver Spring | R-60 | Montgomery County | Pepco | Public | 39.0608 | -76.9561 | Utility Pole | 48 | -1 | Alexa Clottin | 2021-06-30 | 2022-04-06 | Recommended | 812446-3798 |  | https://montgomerycountytfcg.s3.amazonaws.com/Applications/MC2021061490+Application+and+Report.pdf
2021061491 | AT&T Wireless | Crown Castle is proposing to modify an existing site (MB03). This installation will include a cabinet swap where the existing cabinet will be swapped with a Raycap RAGF-204601-C equipment cabinet which will mounted on a newly installed concrete pad. We ar | Minor Modification | Pepco MB-03 | 642 |  | Great Seneca Hwy & Muddy Branch Rd | Gaithersburg | Non-MNCPPC | Pepco | Pepco | Public | 39.1095 | -77.2179 | Utility Pole | 61 | -1 | Alexa Clottin | 2021-06-30 | 2021-09-01 | Recommended | 738464-1076 |  | https://montgomerycountytfcg.s3.amazonaws.com/Applications/MC2021061491+Application.pdf
2021061488 | Dish Wireless | Install (3) Antennas Mounts (1 per sector); (3) Antennas (1 per sector); (6) RRUs (2 per sector); (1) Over Voltage Protection Device; and (1) Hybrid Cable. (Prepare for and reserve for (3) additional Antennas and (6) additional RRUs of the same model). In | Colocation | Easterday Property | 186 | 9265 | Brown Church Rd | Mt. Airy | AR | Easterday Louise Et Al |  | Private | 39.3294 | -77.1886 | Tower | 250 | 0 | Andrea Holzer | 2021-06-29 | 2021-11-03 | Recommended | DCWDC00408A |  | https://montgomerycountytfcg.s3.amazonaws.com/Applications/MC2021061488+Application.pdf
2021061487 | T-Mobile | Remove (3) antennas, (3) TMA's and (6) coax. Install (9) new antennas, (6) RRH's and (3) hybrid cables. Remove (1) generator receptacle, install (1) Intersect Cam-Lok Generator enclosure. Install (2) new cabinets. | Minor Modification | Ferguson Farm | 63 | 14825 | Comus Rd | Boyds | AR | John W. Ferguson |  | Private | 39.2448 | -77.3004 | Tower | 193 | 0 | Joseph Stewart | 2021-06-28 |  | Withdrawn | Ferguson Farm |  | https://montgomerycountytfcg.s3.amazonaws.com/Applications/MC2021061487.pdf
2021061485 | Verizon Wireless | This project consists of removing six (6) existing panel antennas, two (2) from each sector and installing six (6) panel antennas, two (2) at each sector. Six (6) existing remote radio heads (RRHS), two (2) from each sector and twelve (12) diplexers, four | Minor Modification | Bank of America Building | 59 | 10000 | Falls Rd | Potomac | NR-0.75 H-35 | Ten Thousand Falls Rd LLC |  | Private | 39.0191 | -77.209 | Building | 33 | 0 | Shea Beltran | 2021-06-25 |  | Withdrawn | Potomac Center |  | https://montgomerycountytfcg.s3.amazonaws.com/Applications/MC2021061485.pdf
2021061484 | T-Mobile | Proposed installation of strand node MNG-096 on existing PEPCO pole 791424-6090. Strand Node Equipment to be installed: -Strand Cable -Ericsson 6523 semi-integrated panel antenna (1) -Ericsson Diplex Filter B2+B66/B30 (4-2) Diplexer (2) -Ericsson 4402 | Colocation | Pepco 791424-6090 | 658 | 1202 | Spring St | Silver Spring | CR-5.0 | Montgomery County |  | Public | 39.0002 | -77.0293 | Utility Pole | 0 | -1 | Alexa Clottin | 2021-06-21 | 2022-04-06 | Recommended | 791424-6090 |  | https://montgomerycountytfcg.s3.amazonaws.com/Applications/MC2021061484+Application+and+Report.pdf
2021061483 | T-Mobile | T-Mobile proposes to install (1) 10'-0" x 4'-0" concrete pad; install (1) 220 gallon diesel generator with subbase fuel tank; install (1) automatic transfer switch; install (1) H-Frame with new camlock at an existing telecommunications facility | Minor Modification | Springbrook High School | 373 | 201 | Valley Brook Dr | Silver Spring | R-200 | Board of Education | School | Public | 39.0583 | -77.0081 | Monopole | 99 | 0 | Sonya Hemphill | 2021-06-18 | 2021-07-07 | Recommended | 7WAN488A |  | https://montgomerycountytfcg.s3.amazonaws.com/Applications/MC2021061483+Application.pdf
2021061482 | T-Mobile | This is an existing rooftop site with a height of 78’-10”. T-Mobile proposes to modify their existing installation by installing (4) antennas and (4) RRU’s. The proposed new antennas will be (4) Ericsson AIR 6449 B41 (33.1”x20.6”x8.6”) install | Minor Modification | Wayne Manchester Towers | 229.1 | 75 | Wayne Ave E | Silver Spring | R-10 | Wayne Manchester Limited Partnership |  | Private | 39.0001 | -77.0082 | Building | 72 | 0 | Jessica Bingham | 2021-06-16 | 2021-07-07 | Recommended | 7WAN624A |  | https://montgomerycountytfcg.s3.amazonaws.com/Applications/MC2021061482+Application.pdf
2021061481 | T-Mobile | Remove 10 existing antennas, (2) MW dish antennas, (12) RRH's. Install (9) new antennas, (3 - Ericsson AIR 6449, 3 - Ericsson AIR 32 B2A B66AA, 3 - RFS APXAALL24_43-U-NA20). Install (6) new RRHs, ( 3- Ericsson 449 B71 B85A, 3 - Ericsson 4415 B25). Install | Minor Modification | Wheaton Park Maint. Yard | 65 | 12012 | Alpert Ln | Silver Spring | R-90 | M-NCPPC | AT&T | Public | 39.0532 | -77.0286 | Monopole | 180 | 0 | Joseph Stewart | 2021-06-15 |  | Withdrawn | WA54XC914 |  | https://montgomerycountytfcg.s3.amazonaws.com/Applications/MC2021061481.pdf
2021061480 | Verizon Wireless | This project consists of the instillation of (1) new antenna. (1) existing remote radio head (RRH) will be removed and (1) new RRH will be installed. | Minor Modification | ShopHouse Kitchen | 568 | 4824 | Bethesda Ave | Bethesda | CRT-2.25 R-2.25 H-70 | Street Retail Inc |  | Private | 38.9808 | -77.0969 | Building | 19 | 0 | Shea Beltran | 2021-06-11 |  | Withdrawn | Bethesda and Arlington |  | https://montgomerycountytfcg.s3.amazonaws.com/Applications/MC2021061480.pdf
2021061469 | T-Mobile | This is an existing rooftop site with a height of 177’ and a penthouse height of 193’-6”. T-Mobile proposes to modify their existing installation by removing and replacing (3) antennas and relocating two sectors on the roof to new mounts. The propos | Minor Modification | Grosvenor House Apts | 14 | 10101 | Grosvenor Pl | Rockville | R-10 | Grosvenor Park |  | Private | 39.0233 | -77.1044 | Building | 174 | 0 | Jessica Bingham | 2021-06-11 | 2021-07-07 | Recommended | 7WAN034A |  | https://montgomerycountytfcg.s3.amazonaws.com/Applications/MC2021061469+Application.pdf
2021061479 | T-Mobile | Proposed installation of strand node MNG-009 on existing PEPCO pole M1627 Strand Node Equipment to be installed: -Strand Cable -Ericsson 6523 semi-integrated panel antenna (1) -Ericsson Diplex Filter B2+B66/B30 (4-2) Diplexer (2) -Ericsson 4402 Radio | Colocation | Pepco M1627 | 654 | 12308 | Blakely Ct | Silver Spring | R-90 | Verizon |  | Public | 39.0588 | -76.9496 | Utility Pole | 35 | -1 | Alexa Clottin | 2021-06-10 |  | Withdrawn | M1627 |  | https://montgomerycountytfcg.s3.amazonaws.com/Applications/MC2021061479.pdf
2021061478 | Verizon Wireless | Project involves removing (6) existing radio heads and installing (9) new radio heads as well as installing (3) new antennas at 120.5' RAD center of existing building | Minor Modification | Palisades Apts | 422 | 4853 | Cordell Ave | Bethesda | CR-5.0 C-5.0 R-5.0 H-175 | Triangle Towers LLC |  | Private | 38.9902 | -77.0981 | Building | 115.5 | 0 | Shea Beltran | 2021-06-10 |  | Withdrawn | Bethesda |  | https://montgomerycountytfcg.s3.amazonaws.com/Applications/MC2021061478.pdf
2021061477 | T-Mobile | Removing 3 antennas-Installing 3 antennas. Removing 3 TMAs-Installing 3 RRH. Installing ground cabinet. | Minor Modification | Damascus VFD 13 Activity Ctr | 107 | 10211 | Lewis Dr | Damascus | RE-2C | Damascus VFD | Fire | Private | 39.2908 | -77.2135 | Monopole | 200 | 0 | Emily O'Grady | 2021-06-10 | 2021-07-07 | Recommended | 7WAN181B |  | https://montgomerycountytfcg.s3.amazonaws.com/Applications/MC2021061477+Application.pdf
2021061475 | T-Mobile | Proposed installation of strand node MNG-101 on existing PEPCO pole 790424-670150. Strand Node Equipment to be installed: -Strand Cable -Ericsson 6523 semi-integrated panel antenna (1) -Ericsson Diplex Filter B2+B66/B30 (4-2) Diplexer (2) -Ericsson 44 | Colocation | Pepco 790424-670150 | 660 | 8735 | 1st Ave | Silver Spring | CRT-5.0, C-4.0, R-4.75 | Montgomery County |  | Public | 38.9983 | -77.0326 | Utility Pole | 0 | -1 | Alexa Clottin | 2021-06-08 | 2021-07-07 | Recommended | 790424-670150 |  | https://montgomerycountytfcg.s3.amazonaws.com/Applications/MC2021061475+Application+and+Report.pdf
2021061476 | T-Mobile | Proposed installation of strand node MNG-446 on existing PEPCO pole 786422-270810. Strand Node Equipment to be installed: -Strand Cable -Ericsson 6523 semi-integrated panel antenna (1) -Ericsson Diplex Filter B2+B66/B30 (4-2) Diplexer (2) -Ericsson 44 | Colocation | Pepco 786422-270810 | 676 | 2301 | Colston Dr | Silver Spring | R-60 |  |  | Public | 38.9945 | -77.0481 | Utility Pole | 26.5 | -1 | Alexa Clottin | 2021-06-08 | 2021-11-03 | Recommended | 786422-270810 |  | https://montgomerycountytfcg.s3.amazonaws.com/Applications/MC2021061476+Application+and+Report.pdf
2021061473 | T-Mobile | Removing 6 antennas, Installing 9 antennas. Removing 12 RRUs. Install 6 RRUs. Remove and replace antenna platform. Installing 2 ground cabinets. | Minor Modification | Sherwood High School | 157 | 300 | Olney-Sandy Spring Rd | Sandy Spring | RNC | Board of Education | School | Public | 39.1485 | -77.0172 | Monopole | 150 | 0 | Emily O'Grady | 2021-06-03 | 2021-07-07 | Recommended | 7WAN656A |  | https://montgomerycountytfcg.s3.amazonaws.com/Applications/MC2021061473+Application.pdf
2021061471 | AT&T Wireless | AT&T proposes to REMOVE (6) existing antennas and (6) existing RRHs and INSTALL (6) new antennas and (9) new RRHs. They will also REMOVE existing antenna mounts and INSTALL new antenna mounts. | Minor Modification | WSSC Damascus Plant | 218 | 23730 | Log House Rd | Gaithersburg | RE-2 | WSSC | WSSC | Public | 39.2461 | -77.2069 | Tower | 212 | 0 | Ryan Fitzgerald | 2021-06-02 | 2021-10-06 | Recommended | Primose View |  | https://montgomerycountytfcg.s3.amazonaws.com/Applications/MC2021061471+Application.pdf
2021061472 | AT&T Wireless | Crown Castle is proposing to remove (3) existing antennas. They are adding (1) new omni antenna and (2) new RRHs in a proposed new equipment cabinet which would be added on the ground on a newly placed concrete pad. | Minor Modification | Pepco 740471-8088 | 680 | 300 Blk | Muddy Branch Rd | Gaithersburg | R-200 | Pepco |  | Public | 39.129 | -77.2084 | Utility Pole | 0 | -1 | Alexa Clottin | 2021-06-02 | 2021-09-01 | Recommended | MB06 |  | https://montgomerycountytfcg.s3.amazonaws.com/Applications/MC2021061472+Application.pdf
2021051457 | T-Mobile | T-Mobile proposes to remove and replace (3) antennas, remove and replace (3) TMAs, remove (3) ground mounted RRUs, and install (3) RRHs at the existing telecommunications facility. | Minor Modification | Pepco 163-N | 136 | 1301 | Ashton Rd | Ashton | RC | Pepco | Pepco | Private | 39.1611 | -76.9837 | Tower | 143.3 | 0 | Katherine Blackwood | 2021-06-01 | 2021-07-07 | Recommended | 7BAN192A |  | https://montgomerycountytfcg.s3.amazonaws.com/Applications/MC2021051457+Application.pdf
2021051467 | AT&T Wireless | Crown Castle is proposing to replace an existing antenna on an existing Crown Castle owned pole (#11035), as well as replace the existing cabinet. Installing (1) amphenol antenna, (2) Nokia RRH, (1) mounting bracket with skirt, (1) RAGF-204601-B equipment | Colocation |  | 70 | 0 | Muddy Branch Road | Gaithersburg | MXD | Montgomery County | Crown Castle | Public | 39.1152 | -77.2234 | Utility Pole | 49 | -1 | Alexa Clottin | 2021-05-21 |  | Withdrawn | MB02 |  | https://montgomerycountytfcg.s3.amazonaws.com/Applications/MC2021051467.pdf
2021051468 | AT&T Wireless | Crown Castle is proposing to install a RAYCAP RAGF equipment cabinet to be mounted on a new concrete pad. | Colocation |  | 70 | 0 | Muddy Branch Road | Gaithersburg | MXD | Montgomery County | Crown Castle | Public | 39.1152 | -77.2234 | Utility Pole | 49 | -1 | Alexa Clottin | 2021-05-21 |  | Withdrawn | MB05 |  | https://montgomerycountytfcg.s3.amazonaws.com/Applications/MC2021051468.pdf
2021051456 | T-Mobile | T-Mobile proposes to remove and replace (3) sector frames, relocate (3) antennas, remove and replace (3) antennas, remove (6) TMAs and install (3) TMAs, and install (3) RRUs at the existing telecommunications facility. | Minor Modification | Pepco 23-N | 130.01 | 19997 | Beallsville Rd (Rt.109) | Beallsville | AR | Pepco | Pepco | Private | 39.1848 | -77.4054 | Tower | 129 | 0 | Katherine Blackwood | 2021-05-19 | 2021-07-07 | Recommended | 7WAN560A |  | https://montgomerycountytfcg.s3.amazonaws.com/Applications/MC2021051456+Application.pdf
2021051465 | T-Mobile | Remove (3) & add (6) antennas, remove (3) & add (6) RRUs, and remove (1) & add (2) equipment cabinets | Minor Modification | MDOT-Kensington | 77 | 9200 | Kensington Pkwy | Kensington | R-90 | MDOT / State Hwy Admin. |  | Private | 39.0077 | -77.075 | Monopole | 160 | -1 | Leigh Dukatt | 2021-05-18 | 2021-10-06 | Recommended | 7WAN524A |  | https://montgomerycountytfcg.s3.amazonaws.com/Applications/MC2021051465+Application.pdf
2021051463 | T-Mobile | Removing 6 antennas, installing 9 antennas. Removing 6 RRUs, installing 6 RRHs. Replacing mount. Installing 2 cabinets. | Minor Modification | Seneca Ayr Farm | 68 | 13100 | Old Baltimore Rd West | Boyds | IL-1.0 H-50 | Linthicum Properties Management LLC | Crown Castle | Private | 39.2124 | -77.2755 | Monopole | 140 | 0 | Emily O'Grady | 2021-05-17 | 2021-07-07 | Recommended | 7WAN664A |  | https://montgomerycountytfcg.s3.amazonaws.com/Applications/MC2021051463+Application.pdf
2021051462 | T-Mobile | Remove (3) & add (3) antennas, remove (1) equipment cabinet, remove (3) and add (3) RRHs, and other associated equipment. | Minor Modification | Pepco 611-N | 308 | 13139-T | Colton Ln | Gaithersburg | RE-1 | Pepco | Pepco | Private | 39.121 | -77.2711 | Tower | 116 | 0 | Leigh Dukatt | 2021-05-13 | 2021-07-07 | Recommended | 7WAN295 |  | https://montgomerycountytfcg.s3.amazonaws.com/Applications/MC2021051462+Application.pdf
2021051460 | AT&T Wireless | Install a small cell antenna and supporting equipment and equipment cabinet on a replacement light pole on private property. Proposed antennas: (1) Galtronics GQ2418-06941 - Dimensions 24.0” (H) x 16.0” (Diameter), (2) RRUs - ( (1) Nokia PCS/AWS Dual | New | CRAN_RWSH_MONTG_095 | 716 | 11303 | Lockwood Drive | Silver Spring | CR-2.5, C-1.5, R-1.5 | Duvar Family Trust |  | Private | 39.04 | -76.9896 | Light Pole | 28 | -1 | Elizabeth Dietrich | 2021-05-12 |  | Withdrawn | MONTG_095 |  | https://montgomerycountytfcg.s3.amazonaws.com/Applications/MC2021051460.pdf
2021051461 | T-Mobile | Remove all existing equipment and replace with the following: (3) AIR 32, (3) APXAALL24, and (3) AIR6449 antennas. Remove all existing RRU radios and replace them with (3) 4449 B71+B85, (3) 4415 B25, and (3) 4415 B66 RRU radios. Remove all coax cables an | Minor Modification | Goldsboro Rd Site | 129 | 6400 | Goldsboro Rd | Bethesda | CRT-0.75 C-0.75 R-0.25 H-35 | 6400 Goldsboro LLC |  | Private | 38.9701 | -77.1296 | Building | 55.8 | 0 | Andres Lopez | 2021-05-12 | 2021-09-01 | Recommended | 7WAN663A |  | https://montgomerycountytfcg.s3.amazonaws.com/Applications/MC2021051461+Application.pdf
2021051459 | T-Mobile | Install 25 kW emergency generator with automatic transfer switch in existing equipment compound. | Minor Modification | Carver Tower | 124 | 2647 | W University Blvd | Silver Spring | CR-5.0 C-4.5 R-4.5 H-130 | Bajwa Property Management LLC |  | Private | 39.0407 | -77.0549 | Tower | 275 | 0 | James Hartmeyer | 2021-05-11 | 2021-07-07 | Recommended | Carver Tower - Wheaton |  | https://montgomerycountytfcg.s3.amazonaws.com/Applications/MC2021051459+Application.pdf
2021051454 | T-Mobile | T-Mobile proposes removing and replacing (3) mounts, removing (3) antennas, removing (6) TMAs, (3) ground mounted RRHs, (1) cabinet, and installing (6) antennas, (6) RRHs, and (2) cabinets at the existing telecommunications facility. | Minor Modification | Pepco 683-E | 600 | 18300B | Bowie Mill Rd | Olney | RE-1 | Pepco |  | Private | 39.1563 | -77.0922 | Tower | 134 | 0 | Katherine Blackwood | 2021-05-11 | 2021-08-04 | Recommended | 7WAN491A |  | https://montgomerycountytfcg.s3.amazonaws.com/Applications/MC2021051454+Application.pdf
2021051453 | T-Mobile | T-Mobile proposes to remove and replace (3) antennas, install (3) radios, install (2) cabinets, and (1) ice bridge extension at the existing telecommunications facility. | Minor Modification | Fire Station 31 | 10 | 12100 | Darnestown Rd | Gaithersburg | R-200 | Montgomery County |  | Public | 39.1161 | -77.2512 | Monopole | 161 | 0 | Katherine Blackwood | 2021-05-10 | 2021-07-07 | Recommended | 7WAN074A |  | https://montgomerycountytfcg.s3.amazonaws.com/Applications/MC2021051453+Application.pdf
2021051455 | Dish Wireless | Install (3) new Antennas (1 per sector); (6) new radio units (2 per sector); (1) Junction Box; and (1) Hybrid cable on existing radio and telecommunications tower. Install 5' x 7' steel equipment platform below tower with ice bridge. Install (2) cabinets | Colocation | WWDC Radio Tower | 40 | 8800 | Brookeville Rd | Silver Spring | IM-2.5 H-50 | Chancellor Media Corp. |  | Private | 38.9999 | -77.057 | Tower | 695 | 0 | Andrea Holzer | 2021-05-10 |  | Withdrawn | DISH Wireless |  | https://montgomerycountytfcg.s3.amazonaws.com/Applications/MC2021051455.pdf
2021051451 | T-Mobile | Proposed installation of strand node MNG-552 on existing PEPCO pole 14979ABC. Strand Node Equipment to be installed: -Strand Cable -Ericsson 6523 semi-integrated panel antenna (1) -Ericsson Diplex Filter B2+B66/B30 (4-2) Diplexer (2) -Ericsson 4402 R | Colocation | Pepco 801416-6501 | 678 | 6900 | New Hampshire Ave | Takoma Park | CRT-1.5 C-1.5 R-0.5 H-50 | State Highway ROW | Pepco | Public | 38.9758 | -76.994 | Utility Pole | 45.91 | -1 | Alexa Clottin | 2021-05-02 |  | Withdrawn | MNG-552 |  | https://montgomerycountytfcg.s3.amazonaws.com/Applications/MC2021051451.pdf
2021051447 | T-Mobile | Proposed installation of strand node MNG-386 on existing PEPCO pole 806428-0869 Strand Node Equipment to be installed: -Strand Cable -Ericsson 6523 semi-integrated panel antenna (1) -Ericsson Diplex Filter B2+B66/B30 (4-2) Diplexer (2) -Ericsson 4402 | Colocation | Pepco 806428-0869 | 668 | 9609 | New Hampshire Ave | Silver Spring | R-60 | State Highway ROW | Pepco | Public | 39.0133 | -76.9783 | Utility Pole | 44 | -1 | Alexa Clottin | 2021-05-01 | 2021-08-04 | Recommended | MNG-386 |  | https://montgomerycountytfcg.s3.amazonaws.com/Applications/MC2021051447+Application+and+Report.pdf
2021051448 | T-Mobile | Proposed installation of strand node MNG-401on existing PEPCO pole 788426-970820. Strand Node Equipment to be installed: -Strand Cable -Ericsson 6523 semi-integrated panel antenna (1) -Ericsson Diplex Filter B2+B66/B30 (4-2) Diplexer (2) -Ericsson 440 | Colocation | Pepco 788426-970820 | 673 | 9120A | Georgia Ave | Silver Spring | R-60 | State Highway ROW | Pepco | Public | 39.0055 | -77.0385 | Utility Pole | 36 | -1 | Alexa Clottin | 2021-05-01 | 2022-05-04 | Recommended | MNG-401 |  | https://montgomerycountytfcg.s3.amazonaws.com/Applications/MC2021051448+Application+and+Report.pdf
2021051449 | T-Mobile | Proposed installation of strand node MNG-398 on existing PEPCO pole 787430-990520 Strand Node Equipment to be installed: -Strand Cable -Ericsson 6523 semi-integrated panel antenna (1) -Ericsson Diplex Filter B2+B66/B30 (4-2) Diplexer (2) -Ericsson 44 | Colocation | PEPCO 787430-990520 | 670 | 2199 | Forest Glen Rd | Silver Spring | CRT-2.5, C-2.5 | Montgomery County | Pepco | Public | 39.0156 | -77.0455 | Utility Pole | 43 | -1 | Alexa Clottin | 2021-05-01 | 2021-08-04 | Recommended | MNG-398 |  | https://montgomerycountytfcg.s3.amazonaws.com/Applications/MC2021051449+Application+and+Report.pdf
2021051450 | T-Mobile | Proposed installation of strand node MNG-017 on existing PEPCO pole 813443-2791. Strand Node Equipment to be installed: -Strand Cable -Ericsson 6523 semi-integrated panel antenna (1) -Ericsson Diplex Filter B2+B66/B30 (4-2) Diplexer (2) -Ericsson 4402 | Colocation | PEPCO 813443-2791 | 657 |  | Cherry Hill Rd & Plum Orchard Dr | Silver Spring | R-60 | Montgomery County | Pepco | Public | 39.0523 | -76.9529 | Utility Pole | 54 | -1 | Alexa Clottin | 2021-05-01 | 2022-04-06 | Recommended | MNG-017 |  | https://montgomerycountytfcg.s3.amazonaws.com/Applications/MC2021051450+Application+and+Report.pdf
2021041440 | Other | Crown Castle is proposing to install a power supply cabinet to an existing 29'-2" PEPCO wood utility pole (#793424-0998). The purpose of this installation is to supply power to small cell strand nodes that are located in the same vicinity as the power sup | Colocation | Pepco793424-0998 | 713 | 642 | Ellsworth Dr | Silver Spring | RT-12.5 | Montgomery County | Pepco | Public | 39.0004 | -77.0239 | Utility Pole | 29 | -1 | Alexa Clottin | 2021-04-30 |  | Withdrawn | PS-MC-09m1 |  | https://montgomerycountytfcg.s3.amazonaws.com/Applications/MC2021041440.pdf
2021041441 | T-Mobile | Proposed installation of strand node MNG-159 on existing PEPCO pole 794422-970410. Strand Node equipment to be installed: -Strand Cable -Ericsson 6523 semi-integrated panel antenna (1) -Ericsson Diplex Filter B2+B66/B30 (4-2) Diplexer (2) -Ericsson 440 | Colocation | Pepco 794422-970410 | 714 | 631 | Thayer Ave | Silver Spring | R-10 | Montgomery County | Pepco | Public | 38.9934 | -77.0174 | Utility Pole | 33 | -1 | Alexa Clottin | 2021-04-30 | 2021-07-07 | Recommended | MNG-159 |  | https://montgomerycountytfcg.s3.amazonaws.com/Applications/MC2021041441+Application+and+Report.pdf
2021041442 | T-Mobile | Proposed installation of strand node MNG-387 on existing PEPCO pole 806432-5346. Strand Node Equipment to be installed: -Strand Cable -Ericsson 6523 semi-integrated panel antenna (1) -Ericsson Diplex Filter B2+B66/B30 (4-2) Diplexer (2) -Ericsson 4402 | Colocation | Pepco 806432-5346 | 669 | 10149 | New Hampshire Ave | Silver Spring | CRT-1.5 C-1.0 R-1.0 H-75 | State Highway ROW | PEPCO | Public | 39.021 | -76.9767 | Utility Pole | 52 | -1 | Alexa Clottin | 2021-04-30 | 2021-07-07 | Recommended | MNG-387 |  | https://montgomerycountytfcg.s3.amazonaws.com/Applications/MC2021041442+Application+and+Report.pdf
2021041443 | T-Mobile | Proposed installation of strand node MNG-012on existing PEPCO pole 812445-9618. Strand Node Equipment to be installed: -Strand Cable -Ericsson 6523 semi-integrated panel antenna (1) -Ericsson Diplex Filter B2+B66/B30 (4-2) Diplexer (2) -Ericsson 4402 | Colocation | Pepco 812445-9618 | 715 | 12047 | Cherry Hill Rd | Silver Spring | R-60 | Montgomery County | Pepco | Public | 39.0559 | -76.9541 | Utility Pole | 52 | -1 | Alexa Clottin | 2021-04-30 | 2021-07-07 | Recommended | MNG-012 |  | https://montgomerycountytfcg.s3.amazonaws.com/Applications/MC2021041443+Application+and+Report.pdf
2021041444 | T-Mobile | Proposed installation of strand node MNG-394 on existing PEPCO pole 789430-920660. Strand Node Equipment to be installed: -Strand Cable -Ericsson 6523 semi-integrated panel antenna (1) -Ericsson Diplex Filter B2+B66/B30 (4-2) Diplexer (2) -Ericsson | Colocation | PEPCO 789430-920660 | 664 | 1542 | Forest Glen Rd | Silver Spring | R-60 | Montgomery County |  | Public | 39.0159 | -77.0352 | Utility Pole | 40 | -1 | Alexa Clottin | 2021-04-30 | 2021-07-07 | Recommended | MNG-394 |  | https://montgomerycountytfcg.s3.amazonaws.com/Applications/MC2021041444+Application+and+Report.pdf
2021041445 | T-Mobile | Proposed installation of strand node MNG-410 on existing PEPCO pole 78425-6436. Strand Node Equipment to be installed: -Strand Cable -Ericsson 6523 semi-integrated panel antenna (1) -Ericsson Diplex Filter B2+B66/B30 (4-2) Diplexer (2) -Ericsson 4402 | Colocation | Pepco 78425-6436 | 674 | 2199 | Porter Rd | Silver Spring | R-60 | Montgomery County |  | Public | 39.0014 | -77.0467 | Utility Pole | 40 | -1 | Alexa Clottin | 2021-04-30 | 2021-07-07 | Recommended | MNG-410 |  | https://montgomerycountytfcg.s3.amazonaws.com/Applications/MC2021041445+Application+and+Report.pdf
2021041446 | T-Mobile | Proposed installation of strand node MNG-423 on existing PEPCO pole 802417-3164 Strand Node Equipment to be installed: -Strand Cable -Ericsson 6523 semi-integrated panel antenna (1) -Ericsson Diplex Filter B2+B66/B30 (4-2) Diplexer (2) -Ericsson 4402 | Colocation | Pepco 802417-3164 | 675 | 1002 | Larch Ave | Takoma Park | R-60 | Montgomery County |  | Public | 38.9776 | -76.9916 | Utility Pole | 44 | -1 | Alexa Clottin | 2021-04-30 |  | Withdrawn | MNG-423 |  | https://montgomerycountytfcg.s3.amazonaws.com/Applications/MC2021041446.pdf
2021041434 | T-Mobile | Proposed installation of strand node MNG-388m1 on existing PEPCO pole 805434-06040. Strand Node Equipment to be installed: -Strand Cable -Ericsson 6523 semi-integrated panel antenna -Ericsson Diplex Filter B2+B66/B30 (4-2) Diplexer (2) -Ericsson 4402 | Colocation | PEPCO 805434-060640 | 711 | 10501 | New Hampshire Ave | Silver Spring | R-90 | State of MD ROW | Pepco | Public | 39.027 | -76.9817 | Utility Pole | 47 | -1 | Alexa Clottin | 2021-04-22 | 2021-07-07 | Recommended | MNG-388m1 |  | https://montgomerycountytfcg.s3.amazonaws.com/Applications/MC2021041434+Application+and+Report.pdf
2021041436 | T-Mobile | Proposed installation of strand node MNG-406m1 on existing PEPCO pole 787423-7313. Strand Node Equipment to be installed: -Strand Cable -Ericsson 6523 semi-integrated panel antenna -Ericsson Diplex Filter B2+B66/B30 (4-2) Diplexer (2) -Ericsson 4402 R | Colocation | PEPCO 787423-7313 | 712 | 8484 | 16th St | Silver Spring | CR-2.5, R-2.5, C-0.25 | State of MD ROW | Pepco | Public | 38.9959 | -77.0417 | Utility Pole | 50 | -1 | Alexa Clottin | 2021-04-22 | 2021-07-07 | Recommended | MNG-406m1 |  | https://montgomerycountytfcg.s3.amazonaws.com/Applications/MC2021041436+Application+and+Report.pdf
2021041437 | T-Mobile | Proposed installation of strand node MNG-158m1 on existing PEPCO pole 793424-9936. Strand Node Equipment to be installed: -Strand Cable -Ericsson 6523 semi-integrated panel antenna -Ericsson Diplex Filter B2+B66/B30 (4-2) Diplexer (2) -Ericsson 44 | Colocation | PEPCO 793424-9936 | 653 | 720 | Ellsworth Dr | Silver Spring | CR-1.5 C-1.0 R-1.5 H60T | Montgomery County | Pepco | Public | 38.9988 | -77.0243 | Utility Pole | 39 | -1 | Alexa Clottin | 2021-04-22 |  | Withdrawn | MNG-102 |  | https://montgomerycountytfcg.s3.amazonaws.com/Applications/MC2021041437.pdf
2021041431 | T-Mobile | Proposed installation of strand node MNG-531m1 on existing PEPCO pole 798423-5898.Strand Node Equipment to be installed: -Strand Cable -Ericsson 6523 semi-integrated panel antenna (1) -Ericsson Diplex Filter B2+B66/B30 (4-2) Diplexer (2) -Ericsson 440 | Colocation | PEPCO 798423-5898 | 710 | 8426 | Piney Branch Rd | Silver Spring | R-10 | Montgomery County | Pepco | Public | 38.9976 | -77.0048 | Utility Pole | 33 | -1 | Alexa Clottin | 2021-04-21 | 2021-07-07 | Recommended | MNG-531m1 |  | https://montgomerycountytfcg.s3.amazonaws.com/Applications/MC2021041431+Application+and+Report.pdf
2021041432 | T-Mobile | Proposed installation of strand node MNG-445 on existing PEPCO pole 785422-2158. Strand Node Equipment to be installed: -Strand Cable -Ericsson 6523 semi-integrated panel antenna -Ericsson Diplex Filter B2+B66/B30 (4-2) Diplexer (2) -Ericsson 4402 Rad | Colocation | PEPCO 785422-2158 | 665 | 2410 | East West Hwy | Silver Spring | R-60 | State Highway ROW | Pepco | Public | 38.9938 | -77.0517 | Utility Pole | 31 | -1 | Alexa Clottin | 2021-04-21 | 2021-07-07 | Recommended | MNG-445 |  | https://montgomerycountytfcg.s3.amazonaws.com/Applications/MC2021041432+Application+and+Report.pdf
2021041433 | T-Mobile | Proposed installation of strand node MNG-408 on existing PEPCO pole 788424-550660. Strand node equipment to be installed: -Strand Cable -Ericsson 6523 semi-integrated panel antenna -Ericsson Diplex Filter B2+B66/B30 (4-2) Diplexer (2) -Ericsson 4402 R | Colocation | PEPCO 788424-550660 | 652 | 8600 | 16th St | Silver Spring | CRT-2.5 | State Highway ROW | Pepco | Public | 38.9994 | -77.04 | Utility Pole | 50 | -1 | Alexa Clottin | 2021-04-21 | 2021-11-03 | Recommended | MNG-408 |  | https://montgomerycountytfcg.s3.amazonaws.com/Applications/MC2021041433+Application+and+Report.pdf
2021041430 | Verizon Wireless | Remove and replace existing antenna with the same model, installed 4" higher. Remove current Nokia Radio Head and bracket. Install a new pole mounted equipment cabinet for Samsung Radio Head equipment. | Minor Modification | Damascus VFD 13 | 624 | 26332 | Ridge Rd | Damascus | CRT-1.75 | Damascus VFD |  | Private | 39.2891 | -77.2049 | Utility Pole | 33.6 | -1 | Joshua Schakola | 2021-04-19 | 2021-09-01 | Recommended | Jimmy Cone |  | https://montgomerycountytfcg.s3.amazonaws.com/Applications/MC2021041430+Application.pdf
2021041428 | T-Mobile | Proposed installation of strand node MNG-397m1 on existing PEPCO pole 788430-060600. Strand Node Equipment to be installed: -Strand Cable -Ericsson 6523 semi-integrated panel antenna -Ericsson Diplex Filter B2+B66/B30 (4-2) Diplexer (2) -Ericsson 4402 | Colocation | PEPCO 788430-060600 | 708 |  | Woodland Dr & Forest Glen Rd | Silver Spring | CRT-2.5, C-2.5,R-2.5, H-120 | Montgomery County | Pepco | Public | 39.0159 | -77.0417 | Utility Pole | 48 | -1 | Alexa Clottin | 2021-04-15 | 2021-08-04 | Recommended | MNG-397m1 |  | https://montgomerycountytfcg.s3.amazonaws.com/Applications/MC2021041428+Application+and+Report.pdf
2021041429 | T-Mobile | Proposed installation of strand node MNG-402m1 on existing PEPCO pole 787426-890760. Strand Node Equipment to be installed: -Strand Cable -Ericsson 6523 semi-integrated panel antenna -Ericsson Diplex Filter B2+B66/B30 (4-2) Diplexer (2) -Ericsson 4402 | Colocation | PEPCO 787426-890760 | 709 | 9101 | 2nd Ave | Silver Spring | R-60 | Montgomery County | Pepco | Public | 39.0053 | -77.0423 | Utility Pole | 28 | -1 | Alexa Clottin | 2021-04-15 | 2021-07-07 | Recommended | MNG-402m1 |  | https://montgomerycountytfcg.s3.amazonaws.com/Applications/MC2021041429+Application+and+Report.pdf
2021041425 | T-Mobile | Proposed installation of strand node MNG-403m1 on existing PEPCO pole #787425-0476. Strand Node Equipment to be installed: -Strand Cable -Ericsson 6523 semi-integrated panel antenna -Ericsson Diplex Filter B2+B66/B30 (4-2) Diplexer (2) -Ericsson 4402 | Colocation | PEPCO 787425-0476 | 706 | 2167 | Hanover St | Silver Spring | R-60 | Montgomery County | Pepco | Public | 39.0025 | -77.0453 | Utility Pole | 41 | -1 | Alexa Clottin | 2021-04-14 | 2021-07-07 | Recommended | MNG-403m1 |  | https://montgomerycountytfcg.s3.amazonaws.com/Applications/MC2021041425+Application+and+Report.pdf
2021041411 | Other | Tower: Install (3) Panel Antennas (1 per sector). Install (1) Antenna Mount. Install (6) Remote Radio Units. Install (1) Hybrid Cable. Ground: Install (1) Metal Platform. Install (1) Ice Bridge. Install associated cabinets on proposed Platform. | Colocation | Derwood Monopole | 633 | 15948 | Derwood Rd | Derwood | IM-2.5 H-50 | CSX Corporation, Inc |  | Private | 39.1161 | -77.1611 | Monopole | 145 | 0 | Andrea Holzer | 2021-04-14 | 2021-07-07 | Recommended | DISH Wireless |  | https://montgomerycountytfcg.s3.amazonaws.com/Applications/MC2021041411+Application+and+Report.pdf
2021041426 | T-Mobile | Proposed installation of strand node MNG-399m1 on existing PEPCO pole 786431-610710. Strand Node Equipment to be installed: -Strand Cable -Ericsson 6523 semi-integrated panel antenna -Ericsson Diplex Filter B2+B66/B30 (4-2) Diplexer (2) -Ericsson 4402 | Colocation | PEPCO 786431-610710 | 707 | 2379 | Belvedere Blvd | Silver Spring | R-60 | Montgomery County | Pepco | Public | 39.0188 | -77.0466 | Utility Pole | 38 | -1 | Alexa Clottin | 2021-04-14 | 2021-07-07 | Recommended | MNG-399m1 |  | https://montgomerycountytfcg.s3.amazonaws.com/Applications/MC2021041426+Application+and+Report.pdf
2021041424 | T-Mobile | Proposed installation of strand node MNG-412m1 on existing PEPCO pole 785426-2424. Strand Node Equipment to be installed: -Strand Cable -Ericsson 6523 semi-integrated panel antenna -Ericsson Diplex Filter B2+B66/B30 (4-2) Diplexer (2) -Ericsson 4402 R | Colocation | PEPCO 785426-2424 | 705 | 9007 | Brookville Rd | Silver Spring | IM-2.5 | Montgomery County | Pepco | Public | 39.0039 | -77.0517 | Utility Pole | 41 | -1 | Alexa Clottin | 2021-04-13 | 2021-07-07 | Recommended | MNG-412m1 |  | https://montgomerycountytfcg.s3.amazonaws.com/Applications/MC2021041424+Application+and+Report.pdf
2021041422 | T-Mobile | Proposed installation of strand node MNG-444 on existing PEPCO pole 785422-6316. Strand Node Equipment to be installed: -Strand Cable -Ericsson 6523 semi-integrated panel antenna -Ericsson Diplex Filter B2+B66/B30 (4-2) Diplexer (2) -Ericsson 4402 Rad | Colocation | PEPCO 785422-6316 | 704 | 8330 | Grubb Rd | Chevy Chase | R-60 | Montgomery County | Pepco | Public | 38.9928 | -77.0504 | Utility Pole | 40 | -1 | Alexa Clottin | 2021-04-12 | 2021-07-07 | Recommended | MNG-444 |  | https://montgomerycountytfcg.s3.amazonaws.com/Applications/MC2021041422+Application+and+Report.pdf
2021041423 | T-Mobile | Proposed installation of strand node MNG-407 on existing PEPCO pole 787426-9906. Strand Node Equipment to be installed: -Strand Cable -Ericsson 6523 semi-integrated panel antenna -Ericsson Diplex Filter B2+B66/B30 (4-2) Diplexer (2) -Ericsson 4402 Ra | Colocation | PEPCO 787426-9906 | 672 | 1949 | Rosemary Hills Dr | Silver Spring | R-10 | Montgomery County |  | Public | 38.998 | -77.0419 | Utility Pole | 39 | -1 | Alexa Clottin | 2021-04-12 | 2021-07-07 | Recommended | MNG-407 |  | https://montgomerycountytfcg.s3.amazonaws.com/Applications/MC2021041423+Application+and+Report.pdf
2021041418 | T-Mobile | Proposed installation of strand node MNG-158m1 on existing PEPCO pole 795422-650530. Strand Node Equipment to be installed: -Strand Cable -Ericsson 6523 semi-integrated panel antenna -Ericsson Diplex Filter B2+B66/B30 (4-2) Diplexer (2) -Ericsson 4402 | Colocation | PEPCO 795422-650530 | 703 | 523 | Thayer Ave | Silver Spring | R-10 | Montgomery County | Pepco | Public | 38.9937 | -77.015 | Utility Pole | 38 | -1 | Alexa Clottin | 2021-04-09 | 2021-07-07 | Recommended | MNG-158m1 |  | https://montgomerycountytfcg.s3.amazonaws.com/Applications/MC2021041418+Application+and+Report.pdf
2021041420 | T-Mobile | Proposed installation of strand node MNG-160 on existing PEPCO pole 794422-9988. Strand Node Equipment to be installed: -Strand Cable -Ericsson 6523 semi-integrated panel antenna -Ericsson Diplex Filter B2 +B66/B30 (4-2) Diplexer (2) -Ericsson 4402 R | Colocation | PEPCO 794422-9988 | 666 | 600 | Easley Ave | Silver Spring | R-60 | Montgomery County | Pepco | Public | 38.9946 | -77.0174 | Utility Pole | 38 | -1 | Alexa Clottin | 2021-04-09 | 2021-11-03 | Recommended | MNG-160 |  | https://montgomerycountytfcg.s3.amazonaws.com/Applications/MC2021041420+Application+and+Report.pdf
2021041421 | T-Mobile | This installation proposes the removal of (5) existing antennas, (4) existing radios, (2) existing TMAs, (2) existing mounts and the installation of (6) proposed antennas ((3) AIR6449A B41 and (3) APXVALL24_43-U-NA20)), (6) proposed radios ((3) 4449 B71+B | Minor Modification | Wheaton Plaza | 586 | 11160 | Veirs Mill Rd | Wheaton | GR-1.5 | Wheaton Plaza Regional Shopping Center |  | Public | 39.0369 | -77.0548 | Building | 110 | 0 | Astrid Payne | 2021-04-09 | 2021-05-11 | Recommended | 7WAN093A |  | https://montgomerycountytfcg.s3.amazonaws.com/Applications/MC2021041421+Application.pdf
2021041417 | T-Mobile | Project involves removing six (6) existing panel antennas, two (2) from each sector and installing nine (9) proposed panel antennas ((3) AIR32 B66A_B2, (3) AIR 6449 B41, (3) APXVALL24_43-UNA20)) - three (3) at each sector. This project also involves remov | Minor Modification | Pepco 637-S | 311 | 12900 | Piney Meetinghouse Rd | Potomac | RE-2 | Pepco | Pepco | Private | 39.0669 | -77.2283 | Tower | 126 | 0 | Astrid Payne | 2021-04-08 | 2021-07-07 | Recommended | 7WAN072A |  | https://montgomerycountytfcg.s3.amazonaws.com/Applications/MC2021041417+Application.pdf
2021031404 | T-Mobile | Proposed installation of strand node MNG-157 to existing PEPCO pole. Installation to include the following equipment: -Strand Cable -Ericsson 6523 semi-integrated panel antenna -Ericsson Diplex Filter B2+B66/B30 (4-2) Diplexer (2) -Ericsson 4402 Radio | Colocation | Pepco 795421-00310 | 662 | 700 | Sligo Ave | Silver Spring | R-10 | Montgomery County |  | Public | 38.9903 | -77.0172 | Utility Pole | 36.7 | -1 | Alexa Clottin | 2021-04-08 |  | Withdrawn | MNG-157 |  | https://montgomerycountytfcg.s3.amazonaws.com/Applications/MC2021031404.pdf
2021041415 | T-Mobile | T-Mobile is removing Sprint/Clearwire's (3) existing antennas and (3) existing RRHs, and removing T-Mobile's (3) existing RRHs. They are adding T-Mobile's (3) new antennas and (3) new RRHs on the existing building structure. | Minor Modification | St. Patrick's Church | 28 | 4101 | Norbeck Rd | Rockville | RE-1 | St. Patrick's Church | Church | Private | 39.1087 | -77.082 | Building | 75 | 0 | Alyssa Stewart | 2021-04-06 | 2021-07-07 | Recommended | 7WAN112B - CardinalMcCar-Rockville |  | https://montgomerycountytfcg.s3.amazonaws.com/Applications/MC2021041415+Application.pdf
2021041416 | AT&T Wireless | AT&T proposes to REMOVE (3) antennas and (6) RRHs, RELOCATE (3) existing antennas and (9) existing RRHs and INSTALL (3) new antennas and (6) new RRHs. | Minor Modification | Bethesda VFD 26 | 114 | 6700 | Democracy Blvd | Bethesda | R-90 | Bethesda Vol. Fire Dept. |  | Private | 39.021 | -77.1378 | Monopole | 150 | 0 | Ryan Fitzgerald | 2021-04-06 | 2021-07-07 | Recommended | Democracy |  | https://montgomerycountytfcg.s3.amazonaws.com/Applications/MC2021041416+Application.pdf
2021041412 | T-Mobile | T-Mobile proposes the removal of (6) existing antennas, (9) TMAs, (3) existing RRRUs to be removed from the ground, (6) existing coax cables, (1) existing cabinet to be removed, as well as installing (6) proposed antennas (3) AIR 6449 B41 and (3) APXVALL1 | Minor Modification | Pepco 620-N | 353 | 12457 | Falconbridge Dr | Gaithersburg | R-200 | Pepco | Pepco | Private | 39.1033 | -77.2572 | Tower | 126 | 0 | Astrid Payne | 2021-04-05 | 2021-05-11 | Recommended | 7WAN228A |  | https://montgomerycountytfcg.s3.amazonaws.com/Applications/MC2021041412+Application.pdf
2021041413 | T-Mobile | Remove and replace three existing antennas with three new antennas, remove and replace three existing RRUs with three new RRUs, remove and replace three existing TMAs with three new TMAs, install three 6 x 12 hybrid lines | Minor Modification | Cedar Heights Water Tank | 174 | 24213 | Ridge Rd | Damascus | RE-2C | WSSC | WSSC | Public | 39.2533 | -77.2278 | Water Tank | 38 | 0 | Alyssa Stewart | 2021-04-05 | 2021-06-02 | Recommended | Damacus |  | https://montgomerycountytfcg.s3.amazonaws.com/Applications/MC2021041413+Application.pdf
2021041414 | Sprint/Nextel | Sprint proposes removing (6) antennas, (12) RRHs, (1) cabinet, and installing (9) antennas, (6) RRHs, and (2) cabinets at the existing telecommunications facility. | Minor Modification | Ramada Silver Spring | 216 | 7990 | Georgia Ave | Silver Spring | CR-3.0 | ELSS LLC |  | Private | 38.9867 | -77.0272 | Building | 81 | 0 | Katherine Blackwood | 2021-04-05 | 2021-07-07 | Recommended | 7WAN653A |  | https://montgomerycountytfcg.s3.amazonaws.com/Applications/MC2021041414+Application.pdf
2021041409 | T-Mobile | T-Mobile proposes removing (3) antennas, (3) radios, (3) TMAs, and (1) cabinet, and installing (3) antennas, (3) radios, (6) TMAs, and (1) equipment rack at the existing rooftop telecommunications facility. | Minor Modification | Postal Training Facility | 233 | 10130 | Democracy Blvd | Potomac | RE-2 | United States Postal Service | Federal | Public | 39.0205 | -77.1864 | Building | 70 | 0 | Katherine Blackwood | 2021-04-01 | 2021-05-11 | Recommended | 7WAN107A |  | https://montgomerycountytfcg.s3.amazonaws.com/Applications/MC2021041409+Application.pdf
2021041410 | Sprint/Nextel | Sprint, is proposing the modification of an existing telecommunications facility site. The modification entails the removal of (6) existing antennas , (12) existing radios, (2) existing cabinets, (1) fiber distribution box and all existing coax/cables whi | Minor Modification | The Georgian | 452 | 8750 | Georgia Ave | Silver Spring | CR-5.0 | Georgian Investors, LLC |  | Private | 38.9991 | -77.0319 | Building | 142 | 0 | Astrid Payne | 2021-04-01 | 2021-05-11 | Recommended | 7WAN655A |  | https://montgomerycountytfcg.s3.amazonaws.com/Applications/MC2021041410.pdf
2021031408 | T-Mobile | Remove (4) existing antennas and install (8) new antennas. Remove (8) existing RRU and install (8) RRU. Install (2) new cabinets, cabinet and battery. Install (4) new 6x12 hybrid cables. Remove all unused cables and equipment. | Minor Modification | Democracy Center | 23 | 6903 | Rockledge Dr | Bethesda | CR-1.5 C-1.25 R-0.75 H-200 | G&I X Democracy Center LLC |  | Private | 39.0276 | -77.1405 | Building | 185 | 0 | Heather Leonard | 2021-03-31 | 2021-07-07 | Recommended | Democracy Center |  | https://montgomerycountytfcg.s3.amazonaws.com/Applications/MC2021031408+Application.pdf
2021031407 | T-Mobile | T-Mobile proposes to remove/replace (4) existing panel antennas and install (8) new panel antennas for a total of (12) new panel antennas; remove/replace (8) existing RRUs with (8) new RRUs; install (2) new equipment cabinets on a new 4'x6' platform; inst | Minor Modification | KLNB Retail | 621 | 12019 | Georgia Ave | Wheaton | NR | WASHREIT Wheaton Park Shopping Center LLC |  | Private | 39.0518 | -77.051 | Building | 52 | 0 | Sonya Hemphill | 2021-03-29 | 2021-05-11 | Recommended | 7WAN623A |  | https://montgomerycountytfcg.s3.amazonaws.com/Applications/MC2021031407+Application.pdf
2021031406 | Sprint/Nextel | Remove (12) & add (9) antennas (3 AIR 32, 3 AIR 6449, & 3 APXVAALL24 antennas), add (6) RRUs (3 4449 B71+B85 & 3 4415 B25 RRU), add equipment cabinet (6230 Battery & Power Rack), and other associated equipment | Minor Modification | Century 21 Building | 334 | 20010 | Century Blvd | Germantown | CR-2.0 | Rickman Century LLC |  | Private | 39.1856 | -77.26 | Building | 60 | 0 | Leigh Dukatt | 2021-03-24 | 2021-07-07 | Recommended | 7WAN670 (DC017C765) |  | https://montgomerycountytfcg.s3.amazonaws.com/Applications/MC2021031406+Application.pdf
2021031405 | Verizon Wireless | Project consists of removing (1) existing canister antenna from the existing 41' light pole and installing (1) new proposed antenna in its place, at a RAD center elevation of 40' above grade level for the reception of Verizon Wireless telecommunications. | Minor Modification | Aspen Hill - Small cell 1 | 480.02 | 13601 | Connecticut Ave | Silver Spring | NR-0.75 | Aspen Hill Ventures, LLC |  | Private | 39.0802 | -77.0785 | Light Pole | 41 | 0 | Shea Beltran | 2021-03-23 | 2021-07-07 | Recommended | Aspen Hill 1 |  | https://montgomerycountytfcg.s3.amazonaws.com/Applications/MC2021031405+Application.pdf
2021031401 | T-Mobile | T-Mobile will remove the existing Sprint 6 panel antennas and 9 remote radio heads , and replaced with 9 T-Mobile antennas and 6 new remote radio heads. All antennas are currently located on the penthouse wall and the replacement antennas will also be l | Minor Modification | Montgomery Village | 300 | 18310 | Montgomery Village Ave | Gaithersburg | EOF-0.75 | BDC Montvale LLC |  | Private | 39.1571 | -77.2069 | Building | 91 | 0 | CeeCee Middlebrooks | 2021-03-22 | 2021-05-11 | Recommended | 7WAN659A |  | https://montgomerycountytfcg.s3.amazonaws.com/Applications/MC2021031401+Application.pdf
2021031402 | T-Mobile | T-Mobile proposed to remove 3 panel antennas and 6 TTA's from the existing RAD at 99' and install a new platform at a RAD of 116' with 9 new panel antennas and 10 RRU's. Existing cabinets on existing platform will be upgraded, new cabinet to be installed. | Minor Modification | Silver Spring YMCA | 4 | 9800 | Hastings Dr | Silver Spring | R-60 | n |  | Private | 39.0159 | -77.0134 | Monopole | 120 | 0 | Alexandra Bull | 2021-03-09 |  | Withdrawn | 7WAN055A |  | https://montgomerycountytfcg.s3.amazonaws.com/Applications/MC2021031402.pdf
2021031399 | T-Mobile | T-Mobile will be removing the six of the existing Clearwire/Sprint antennas and replacing with nine new T-Mobile antennas. T-Mobile will also be removing the six existing Clearwire/Sprint remote radio heads and replacing with nine new T-Mobile remote radi | Minor Modification | Columbia Towers | 237 | 12001 | Old Columbia Pike | Silver Spring | R-10 | Legum & Norman |  | Private | 39.0519 | -76.9749 | Building | 95 | 0 | CeeCee Middlebrooks | 2021-03-02 | 2021-05-11 | Recommended | Paint Branch |  | https://montgomerycountytfcg.s3.amazonaws.com/Applications/MC2021031399+Application.pdf
2021021397 | T-Mobile | T-Mobile will be installing (3) APXVAAL24_43 antennas, remove and replace three existing TMAs with (3) new 1A-KRY 112 489/2 TMAs, install (3) new RRU4449 B71 RRUs and install (1) 6 x 12 hybrid cable | Minor Modification | Benmar Property | 125 | 23000 | Whites Ferry Rd (18500 Elmers School Rd) | Dickerson | AR | Tower Road LLC |  | Private | 39.1574 | -77.4854 | Tower | 230 | 0 | Alyssa Stewart | 2021-02-24 | 2021-06-02 | Recommended | Toll Ferry |  | https://montgomerycountytfcg.s3.amazonaws.com/Applications/MC2021021397+Application.pdf
2021021398 | T-Mobile | T-MOBILE PROPOSES TO CONDUCT THE FOLLOWING WORK AT AN EXISTING TELECOMMUNICATIONS ROOFTOP SITE: INSTALL (1) 5'-0" x 6'-0" CONCRETE PAD; INSTALL (1) 36KW KOHLER NATURAL GAS GENERATOR; INSTALL (1) AUTOMATIC TRANSFER SWITCH; INSTALL (1) H-FRAME WITH GENER | Minor Modification | Watkins Mill High School | 386 | 10301 | Apple Ridge Rd | Gaithersburg | R-200 | Board of Education | School | Public | 39.1846 | -77.2137 | Monopole | 118 | 0 | Sonya Hemphill | 2021-02-24 |  | Withdrawn | 7WAN513B |  | https://montgomerycountytfcg.s3.amazonaws.com/Applications/MC2021021398.pdf
2021021396 | AT&T Wireless | AT&T to add an emergency self-contained diesel generator. | Minor Modification | Wentworth House | 458 | 5411 | McGrath Blvd | N Bethesda | CR-4.0 C-2 R-3.5 H-250 | LCOR North Bethesda Residential One, LLC |  | Private | 39.0497 | -77.1085 | Building | 160.8 | 0 | Catherine Conklin | 2021-02-19 | 2021-04-07 | Recommended | Loehmann's Plaza |  | https://montgomerycountytfcg.s3.amazonaws.com/Applications/MC2021021396+Application.pdf
2021021394 | T-Mobile | This is an existing rooftop site with a height of 57’. T-Mobile proposes to modify their existing installation by removing and replacing (6) antennas at the 83’ RAD. The proposed new antennas will be (3) Ericsson AIR 6449 B41 (33.1”x20.6”x8.6”) | Minor Modification | Montgomery Towers | 265 | 415 | Silver Spring Ave | Silver Spring | R-10 | Montgomery Towers LLC |  | Private | 38.9933 | -77.0108 | Building | 57 | 0 | Jessica Bingham | 2021-02-17 | 2021-04-07 | Recommended | 7WAN277 |  | https://montgomerycountytfcg.s3.amazonaws.com/Applications/MC2021021394+Application.pdf
2021021393 | AT&T Wireless | Relocate AT&T's existing Beta sector. Swap (3) antennas (1) per sector and (6) Radio units (2) per sector. Proposed Antenna Model: (3) Commscope NNHH-65C-R4 Proposed Radio Units Model: (3) Nokia AirScale RRH 4T4R B5 160W AHCA and (3) Nokia B14/12/29 T | Minor Modification | Classic Residence | 19 | 8100 | Connecticut Ave | Chevy Chase | R-10 | SNH CCMD Properties LLC |  | Private | 38.9917 | -77.0778 | Building | 138 | 0 | Andrea Holzer | 2021-02-16 | 2021-04-07 | Recommended | East West Highway |  | https://montgomerycountytfcg.s3.amazonaws.com/Applications/MC2021021393+Application.pdf
2021021391 | T-Mobile | SBA will install a 75' monopole within a temporary 40'x40' fenced compound. Two RAD centers (70' and 60') will be utilized to accommodate T-Mobile and Sprint's antennas. Six (6) total antennas will be relocated from the existing pole. Three (3) RR90-17-02 | New | Tilden MS 2 | 236.2 | 11211 | Old Georgetown Road | Rockville | R-90 | MCPS | MCPS | Public | 39.0384 | -77.1224 | Monopole | 75 | 0 | Phil Stetler | 2021-02-12 | 2021-07-07 | Recommended | 7WAN256D |  | https://montgomerycountytfcg.s3.amazonaws.com/Applications/MC2021021391+Application+and+Report.pdf
2021021392 | AT&T Wireless | Replace (6) existing antennas with (6) new SBNHH-1D65B antennas. Replace (6) existing TMAs with (3) new TMAT1921B68-21-43 TMAs and (3) new TMAT23B78-21A TMAs. | Minor Modification | Pepco 103-S | 346 | 8700 | Snouffer School Rd | Gaithersburg | R-200 | Pepco | Pepco | Private | 39.1861 | -77.1791 | Tower | 126.5 | 0 | Adam Jackson | 2021-02-12 |  | Withdrawn | Neelsville |  | https://montgomerycountytfcg.s3.amazonaws.com/Applications/MC2021021392.pdf
2021021389 | T-Mobile | Install equipment inside existing RAC 35 enclosure on rooftop and install power upgrade. | Minor Modification | Park Montgomery Apts | 26 | 8860 | Piney Branch Rd | Silver Spring | R-H | Park Montgomery Limited Prtnrshp |  | Private | 39.0005 | -76.9917 | Building | 147 | 0 | Leigh Dukatt | 2021-02-09 | 2021-04-07 | Recommended | 7WAN014 |  | https://montgomerycountytfcg.s3.amazonaws.com/Applications/MC2021021389+Application.pdf
2021021387 | AT&T Wireless | AT&T proposes to REMOVE (4) existing antennas and (6) RRHs and INSTALL (6) new antennas and (12) new RRHs. | Minor Modification | Carver Tower | 124 | 2647 | W University Blvd | Silver Spring | CR-5.0 C-4.5 R-4.5 H-130 | Bajwa Property Management LLC |  | Private | 39.0407 | -77.0549 | Tower | 275 | 0 | Ryan Fitzgerald | 2021-02-08 | 2021-10-06 | Recommended | Kensington |  | https://montgomerycountytfcg.s3.amazonaws.com/Applications/MC2021021387+Application.pdf
2021021388 | T-Mobile | Remove existing 2106 equipment cabinet and Replace with 6160 equipment cabinet & B160 battery cabinet on existing rooftop platform. Install Power upgrade. | Minor Modification | Crossroads Building | 273 | 7676 | New Hampshire Ave | Takoma Park | CRT-2.5 | 7676 New Hampshire L.P. |  | Private | 38.9874 | -76.9885 | Building | 40 | 0 | Leigh Dukatt | 2021-02-08 | 2021-03-03 | Recommended | 7WAS243 |  | https://montgomerycountytfcg.s3.amazonaws.com/Applications/MC2021021388+Application.pdf
2021021381 | T-Mobile | This is an existing guyed tower with a height of 750’. T-Mobile proposes to modify their existing installation by removing (6) and installing (9) antennas at the 241’ RAD. The proposed new antennas will be (3) Ericsson AIR 6449 B41 (33.1”x20.6”x8. | Minor Modification | WWDC Radio Tower | 40 | 8800 | Brookeville Rd | Silver Spring | IM-2.5 H-50 | Chancellor Media Corp. |  | Private | 38.9999 | -77.057 | Tower | 695 | 0 | Jessica Bingham | 2021-02-05 | 2021-03-03 | Recommended | 7WAN340A |  | https://montgomerycountytfcg.s3.amazonaws.com/Applications/MC2021021381+Application.pdf
2021021378 | AT&T Wireless | AT&T proposes to REMOVE (6) existing antennas and (9) existing RRHs and INSTALL (6) new antennas and (9) new RRHs. | Minor Modification | Rockville Measuring Station | 102 | 15030 | Frederick Rd | Rockville | IM-2.5 H-50 | Atlantic Seaboard Corp |  | Private | 39.1021 | -77.1572 | Tower | 188 | 0 | Ryan Fitzgerald | 2021-02-03 | 2021-08-04 | Recommended | Lincoln Terrace |  | https://montgomerycountytfcg.s3.amazonaws.com/Applications/MC2021021378+Application.pdf
2021021380 | AT&T Wireless | AT&T is removing (9) existing antennas and (3) existing RRHs. They are adding (6) new antennas and (12) new RRHs on existing utility pole structure. The RRHs are being removed and added on the ground. | Minor Modification | Pepco 171-N | 188 | 1800 | Ednor Rd | Silver Spring | R-C | Pepco | Pepco | Private | 39.14 | -76.9753 | Tower | 134 | 0 | Adam Jackson | 2021-02-02 | 2021-05-11 | Recommended | Ednor |  | https://montgomerycountytfcg.s3.amazonaws.com/Applications/MC2021021380+Application.pdf
2021011369 | T-Mobile | This is an existing rooftop stealth site with a rooftop height of 23’. T-Mobile proposes to modify their existing installation by removing (3) and installing (6) antennas. The existing (3) antennas will remain at the 46’-6” RAD, the new antennas wil | Minor Modification | St. Luke Lutheran Church | 5 | 9100 | Colesville Rd | Silver Spring | R-60 | St. Luke Lutheran Church | Church | Private | 39.005 | -77.0238 | Building | 25 | 0 | Jessica Bingham | 2021-02-01 | 2021-03-03 | Recommended | 7WAN137 |  | https://montgomerycountytfcg.s3.amazonaws.com/Applications/MC2021011369+Application.pdf
2021021376 | AT&T Wireless | Remove (3) SP-13445 Antennas; Remove (3) SBNHH-1D65A Antennas; Remove (3) RRH2x40W-7L radio units. Install (3) NNHH-65A-R4 Antennas; Install (3) NNHH-65A-R4-V2 Antennas; Install (3) B5 850 RRHs; Install (3) B14/12/29 Triband radio units; Install (3) TD-85 | Minor Modification | St. Patrick's Church | 28 | 4101 | Norbeck Rd | Rockville | RE-1 | St. Patrick's Church | Church | Private | 39.1087 | -77.082 | Building | 75 | 0 | Andrea Holzer | 2021-02-01 | 2021-03-03 | Recommended | St. Patrick's |  | https://montgomerycountytfcg.s3.amazonaws.com/Applications/MC2021021376+Application.pdf
2021021377 | AT&T Wireless | Removing (3) existing ALU antennas and replacing with (3) new NNHH-65B-R4 Antennas. Removing (6) existing remote radio heads and replacing with (3) new B25/66 320W AHFIB Remote radio heads and (3) new B5 160W AHCA Remote radio heads. Installing (3) new B | Minor Modification | Educational Systems FCU | 457 | 15901 | Frederick Rd | Rockville | CR-2.0, C-1.0, R-1.5, H-120 | Educational Systems FCU |  | Private | 39.1162 | -77.1665 | Building | 37 | 0 | Adam Jackson | 2021-02-01 | 2021-04-07 | Recommended | Redland Blvd |  | https://montgomerycountytfcg.s3.amazonaws.com/Applications/MC2021021377+Application.pdf
2021011371 | T-Mobile | This is an existing lightpole site with a height of 120’. T-Mobile proposes to modify their existing installation of (6) panel antennas by removing (6) and installing (9) antennas at the 119’ RAD. The proposed new antennas will be (3) Ericsson AIR 644 | Minor Modification | Magruder High School | 285 | 5939 | Muncaster Mill Rd | Rockville | RE-1 | MCPS | School | Public | 39.1325 | -77.1176 | Monopole | 120 | 0 | Jessica Bingham | 2021-01-29 | 2021-03-03 | Recommended | 7WAN071B |  | https://montgomerycountytfcg.s3.amazonaws.com/Applications/MC2021011371+Application.pdf
2021011359 | T-Mobile | We are removing the : • Steel Moon Pad. • 1 Small Cabinet • 6 Antenna’s • 3- MW dishes. | Minor Modification |  | 53.01 | 9727 | Mt. Pisgah Rd | Silver Spring | R-H | Hillzo LP |  | Private | 39.0168 | -76.9745 | Building | 159 | 0 | Marissa Veras | 2021-01-21 |  | Withdrawn | Rooftop |  | https://montgomerycountytfcg.s3.amazonaws.com/Applications/MC2021011359.pdf
2021011360 | T-Mobile | We are removing the : • Steel Moon Pad. • 1 Small Cabinet • 6 Antenna’s • 3- MW dishes. | Minor Modification | Choice International | 29 | 10750 | Columbia Pike | Silver Spring | CRT-2.25 C-1.5 R-0.75 H-45 | VREC III LO COLESVILLE MEDICAL MOB LLC |  | Private | 39.0324 | -77.0045 | Building | 85 | 0 | Marissa Veras | 2021-01-21 |  | Withdrawn | Tower |  | https://montgomerycountytfcg.s3.amazonaws.com/Applications/MC2021011360.pdf
2021011361 | T-Mobile | Remove and replace 3 existing antennas with 3 new quad pole antennas and 3 RRH's Remove 6 existing coax cables and install 2 new innerducts. | Minor Modification | Choice International | 29 | 10750 | Columbia Pike | Silver Spring | CRT-2.25 C-1.5 R-0.75 H-45 | VREC III LO COLESVILLE MEDICAL MOB LLC |  | Private | 39.0324 | -77.0045 | Building | 85 | 0 | Marissa Veras | 2021-01-21 |  | Withdrawn | Rooftop |  | https://montgomerycountytfcg.s3.amazonaws.com/Applications/MC2021011361.pdf
2021011367 | AT&T Wireless | AT&T proposes to remove (6) existing antennas and (12) RRHs and install (8) new antennas, (2) per sector in all FOUR sectors and (16) new RRHs, (4) per sector in all FOUR sectors. | Minor Modification | Shady Grove Medical Center | 401 | 9850 | Key West Ave | Darnestown | CR-1.0 C-0.5 R-1.0 H-150 | HSRE-Cap Med Shady Grove Med Village LLC |  | Private | 39.1004 | -77.2104 | Building | 52 | 0 | Ryan Fitzgerald | 2021-01-18 | 2021-09-01 | Recommended | Shady Cava |  | https://montgomerycountytfcg.s3.amazonaws.com/Applications/MC2021011367+Application.pdf
2021011366 | T-Mobile | T-Mobile is removing (4) existing antennas. They are adding (3) new antennas and (3) new RRHs on existing monopole structure. | Minor Modification | Extra Space Storage | 350 | 19500 | Frederick Rd | Germantown | GR-1.5 H-45 | Extra Space Properties 131 LLC |  | Private | 39.1755 | -77.24 | Monopole | 120 | 0 | Michael Wingard | 2021-01-16 | 2021-03-03 | Recommended | Sprint Germantown |  | https://montgomerycountytfcg.s3.amazonaws.com/Applications/MC2021011366+Application.pdf
2021011355 | T-Mobile | T-Mobile proposes removing (3) antennas, (3) radios, (2) cabinets, and installing (3) antennas, (3) radios, and (1) cabinet at the existing telecommunications facility. | Minor Modification | Chateau Apartments | 53.01 | 9727 | Mt. Pisgah Rd | Silver Spring | R-H | Hillzo LP |  | Private | 39.0168 | -76.9745 | Building | 159 | 0 | Katherine Blackwood | 2021-01-12 | 2021-02-03 | Recommended | 7WAN043A |  | https://montgomerycountytfcg.s3.amazonaws.com/Applications/MC2021011355+Application.pdf
2021011356 | T-Mobile | T-Mobile proposes removing (3) antennas, (3) radios, (1) cabinet, and installing (9) antennas, (6) radios, (2) cabinets, and (1) canister mount at the existing telecommunications facility. | Minor Modification | Miller Company Bldg | 309 | 4701 | Sangamore Rd | Bethesda | NR-0.75 H-45 | WC & AN Miller Development Co |  | Private | 38.9498 | -77.1194 | Building | 51.5 | 0 | Katherine Blackwood | 2021-01-12 | 2021-02-03 | Recommended | 7WAC191A |  | https://montgomerycountytfcg.s3.amazonaws.com/Applications/MC2021011356+Application.pdf
2021011357 | T-Mobile | This is an existing rooftop site with a height of 37’-6”. T-Mobile proposes to modify their existing installation of (9) panel antennas by removing and replacing (6) antennas at the existing 45’-6” RAD. The proposed new antennas will be (3) Ericss | Minor Modification | E-Z Storage | 319 | 12311 | Parklawn Dr | Rockville | IL-1.0 | Rockville Land LLLP |  | Private | 39.0594 | -77.1106 | Building | 36 | 0 | Jessica Bingham | 2021-01-12 | 2021-02-03 | Recommended | 7WAN121A |  | https://montgomerycountytfcg.s3.amazonaws.com/Applications/MC2021011357+Application.pdf
2021011358 | T-Mobile | This is an existing rooftop site with a height of 177’ and a penthouse height of 193’-6”. T-Mobile proposes to modify their existing installation of (9) panel antennas by removing and replacing (3) antennas at the existing 180’ and 190’ RADs. Th | Minor Modification | Grosvenor House Apts | 14 | 10101 | Grosvenor Pl | Rockville | R-10 | Grosvenor Park |  | Private | 39.0233 | -77.1044 | Building | 174 | 0 | Jessica Bingham | 2021-01-12 | 2021-03-03 | Recommended | 7WAN034A |  | https://montgomerycountytfcg.s3.amazonaws.com/Applications/MC2021011358+Application.pdf
2021011353 | T-Mobile | T-Mobile is proposing the removal of (2) existing antennas (AI21 B2A/B4P), (4) existing radios ( (3) rrus32 b2, (1) 2217 b2), (1) TMA, (1) existing cabinet (RBS2106) and all unused existing cables and all existing power equipment as well as, the installat | Minor Modification | Summit Hills Apartments | 58 | 8484 | 16th St | Silver Spring | CR-2.5 C-0.25 R-2.5 H-145 | Summit Hills LLC |  | Private | 38.9951 | -77.037 | Building | 98.8 | 0 | ASTRID PAYNE | 2021-01-11 | 2021-02-03 | Recommended | 7WAN059A |  | https://montgomerycountytfcg.s3.amazonaws.com/Applications/MC2021011353+Application.pdf
2021011352 | T-Mobile | T-Mobile proposes removing (3) antennas, (3) radios, and (1) cabinet, and installing (9) antennas, (6) radios, (1) cabinet, (1 RF transparent chimney, and (1) RF transparent cylinder. | Minor Modification | Village Square Apartments | 43.02 | 12011 | Veirs Mill Rd | Silver Spring | R-30 | Grossberg Louis C ET AL |  | Private | 39.053 | -77.0756 | Building | 42 | 0 | Katherine Blackwood | 2021-01-07 | 2021-02-03 | Recommended | 7WAN053A |  | https://montgomerycountytfcg.s3.amazonaws.com/Applications/MC2021011352+Application.pdf
2020121348 | T-Mobile | T-Mobile is proposing to remove (6) existing antennas, replace with (6) new antennas, add (3) new RRUs, add (6) new hybrid lines, remove (2) existing cabinets, replace with (2) new cabinets, | Minor Modification | Woodside Water Tank | 1 | 1945 | Seminary Pl | Silver Spring | R-60 | WSSC | WSSC | Public | 39.0099 | -77.0425 | Water Tank | 117 | 0 | James Marquez | 2020-12-31 | 2021-02-03 | Recommended | Seminary Road Water Tank |  | https://montgomerycountytfcg.s3.amazonaws.com/Applications/MC2020121348+Application.pdf
2020121349 | T-Mobile | T-Mobile is proposing to remove (6) existing antennas, replace with (6) new antennas, remove (3) existing RRUs, replace with (6) new RRUs, add (3) new hybrid lines, and add (2) new cabinets. | Minor Modification | Claridge House Apts | 179 | 2445 | Lyttonsville Rd | Silver Spring | CRT-1.25, C-0.25, R-1.25, H-150 | C & C Apartments Assoc LP |  | Private | 39 | -77.0525 | Building | 125 | 0 | James Marquez | 2020-12-31 | 2021-02-03 | Recommended | Claridge House Apts |  | https://montgomerycountytfcg.s3.amazonaws.com/Applications/MC2020121349+Application.pdf
2020121350 | T-Mobile | T-Mobile is proposing to remove (3) existing antennas, add (6) new antennas, add (3) new RRUs, add (2) new cabinets, and add (2) new hybrid lines. | Minor Modification | Designer Gallery | 420 | 4218 | Howard Ave | Kensington | IM-2.5 | Gary Rosenthal |  | Private | 39.0307 | -77.0832 | Building | 30 | 0 | James Marquez | 2020-12-31 | 2021-02-03 | Recommended | ROSENTHAL |  | https://montgomerycountytfcg.s3.amazonaws.com/Applications/MC2020121350+Application.pdf
2020121351 | T-Mobile | T-Mobile is proposing to remove (6) existing antennas, replace with (6) new antennas, remove (3) existing RRUs, add (6) new RRUs, add (3) new hybrid lines, remove (1) cabinet, and add (2) new cabinets, | Minor Modification | Sunrise Apts | 149 | 19310 | Club House Rd | Gaithersburg | R-10 | Sunrise Assisted Living |  | Private | 39.1738 | -77.2027 | Building | 70 | 0 | James Marquez | 2020-12-31 | 2021-02-03 | Recommended | Montgomery Village |  | https://montgomerycountytfcg.s3.amazonaws.com/Applications/MC2021011351+Application.pdf
2020121347 | T-Mobile | T-Mobile is proposing to remove (4) existing antennas, replace with (4) new antennas, add (4) new antennas, remove (4) existing RRUs, replace with (4) new RRUs, add (4) new RRUs, add (2) new cabinets, and add (8) new hybrid lines. | Minor Modification | Veirs Mill | 251 | 12125 | Veirs Mill Rd | Silver Spring | CRT-1.25 | Action Chapel International City of Truth Inc |  | Private | 39.0558 | -77.0808 | Building | 30 | 0 | James Marquez | 2020-12-29 | 2021-02-03 | Recommended | AMR Commercial |  | https://montgomerycountytfcg.s3.amazonaws.com/Applications/MC2020121347+Application.pdf
2020121343 | T-Mobile | T-Mobile is proposing to remove (6) existing antennas, replace with (6) new antennas, add (3) new antennas, remove (6) existing RRUs, replace with (6) new RRUs, add (6) new hybrid lines, remove (1) existing cabinet, and add (2) new cabinets. | Minor Modification | Rebecca Building | 421 | 10920 | Connecticut Ave | Kensington | R-60 | Rebecca Limited Partnership |  | Private | 39.0353 | -77.0756 | Building | 60 | 0 | James Marquez | 2020-12-28 | 2021-02-03 | Recommended | The Rebecca / Mont Co |  | https://montgomerycountytfcg.s3.amazonaws.com/Applications/MC2020121343+Application.pdf
2020121344 | T-Mobile | T-Mobile is proposing to remove (3) existing antennas, replace with (3) new antennas, add (3) new antennas, remove (3) existing RRUs, replace with (3) new RRUs, add (3) new RRUs, add (3) hybrid lines, remove (1) cabinet, add (2) new cabinets, upgrade an e | Minor Modification | University Gardens | 292 | 440 | University Blvd | Silver Spring | R-60 | Korean Community Sr. Housing |  | Private | 39.0072 | -76.9972 | Building | 54 | 0 | James Marquez | 2020-12-28 | 2021-02-03 | Recommended | University Gardens |  | https://montgomerycountytfcg.s3.amazonaws.com/Applications/MC2020121344+Application.pdf
2020121345 | T-Mobile | T-Mobile is proposing to remove (9) existing antennas, replace with (9) new antennas, remove (3) existing RRUs, add (6) new RRUs, add (6) hybrid lines, remove (1) existing cabinet, and replace with (2) new cabinets. | Minor Modification | Semmes Building | 35 | 10220 | River Rd | Rocville | NR-0.75 | Semmes Buildng LLC |  | Private | 39.0182 | -77.2097 | Building | 42.5 | 0 | James Marquez | 2020-12-28 | 2021-02-03 | Recommended | The Semmes building |  | https://montgomerycountytfcg.s3.amazonaws.com/Applications/MC2020121345+Application.pdf
2020121340 | T-Mobile | T-MOBILE PROPOSES TO ADD (3) NEW Ericsson AIR6449 B41 ANTENNAS, (6) NEW 4424 B25, (6) New RRUS32 B66A RRUS, (1) 6160 CABINET, (1) B160 BATTERY CABINET, AND (1) SQUARE PLATFORM MOUNT | Minor Modification | Public Storage Prosperity | 402 | 12355 | Prosperity Dr | Silver Spring | CR-0.75 C-0.75 R-0.25 H-75 | Public Storage LP |  | Private | 39.0579 | -76.9655 | Monopole | 140 | 0 | Joseph Stewart | 2020-12-23 | 2021-02-03 | Recommended | Public Storage-Prosperity |  | https://montgomerycountytfcg.s3.amazonaws.com/Applications/MC2020121340+Application.pdf
2020121339 | T-Mobile | Adding one equipment cabinet and one battery cabinet and other associated equipment to an existing T-Mobile site. No antennas and no RRHs are to be installed. | Minor Modification | Montgomery Towers | 265 | 415 | Silver Spring Ave | Silver Spring | R-10 | Montgomery Towers LLC |  | Private | 38.9933 | -77.0108 | Building | 57 | 0 | Leigh Dukatt | 2020-12-18 | 2021-01-06 | Recommended | 7WAN277A |  | https://montgomerycountytfcg.s3.amazonaws.com/Applications/MC2020121339+Application.pdf
2020121336 | AT&T Wireless | AT&T proposes to remove (9) existing RRHs on the ground and install (9) new RRHs on the ground at the base of an existing PEPCO transmission tower. | Minor Modification | Pepco 662-N | 488 |  | Potomac Crest Drive/Deborah Dr | Potomac | R-90 | Pepco | Pepco | Private | 39.0371 | -77.1603 | Tower | 102 | 0 | Ryan Fitzgerald | 2020-12-14 | 2021-01-06 | Recommended | Paisley |  | https://montgomerycountytfcg.s3.amazonaws.com/Applications/MC2020121336+Application.pdf
2020121338 | AT&T Wireless | AT&T proposes to remove (6) existing antennas and (6) existing RRHs and install (6) new antennas and (9) new RRHs on an existing 154' monopole. | Minor Modification | Tri-State Stone Quarry | 20 | 8200 | Seven Locks Rd | Bethesda | R-200 | Ben Porto & Son LTD |  | Private | 38.9887 | -77.1614 | Monopole | 154 | 0 | Ryan Fitzgerald | 2020-12-14 | 2021-10-06 | Recommended | Lily Stone |  | https://montgomerycountytfcg.s3.amazonaws.com/Applications/MC2020121338+Application.pdf
2020121337 | AT&T Wireless | AT&T is removing (6) existing antennas and (9) existing RRHs. They are adding (6) new antennas and (12) new RRHs on existing tower structure. All the existing RRHs are being removed on the ground and new RRHs are also being added on the ground. | Minor Modification | Pepco 103-S | 346 | 8700 | Snouffer School Rd | Gaithersburg | R-200 | Pepco | Pepco | Private | 39.1861 | -77.1791 | Tower | 126.5 | 0 | Alex Beiro Jr. | 2020-12-10 | 2021-02-03 | Recommended | NEELSVILLE |  | https://montgomerycountytfcg.s3.amazonaws.com/Applications/MC2020121337+Application.pdf
2020121332 | AT&T Wireless | Remove (3) existing antennas and install (3) new Commscope SBNHH-1D65B Antennas. Remove (6) existing TMA's and install (3) new Commscope - TMAT23B-21A TMA's at the existing 94' RAD center.. Remove (3) existing antennas and install (3) new Commscope SB | Minor Modification | Goshen Church Monopole | 271 | 7700 | Brink Rd | Gaithersburg | R-200 | Goshen United Methodist Church | Church | Private | 39.2097 | -77.1574 | Monopole | 129 | 0 | Joseph Stewart | 2020-12-09 | 2021-02-03 | Recommended | Exodus |  | https://montgomerycountytfcg.s3.amazonaws.com/Applications/MC2020121332+Application.pdf
2020121335 | AT&T Wireless | Install 6 proposed antennas, 12 proposed RRH's, 4 proposed DC9's on existing water tank. Install 6 proposed conduits below grade from WIC to water tank, 4 proposed innerducts for power and fiber cables, 4 fiber slack boxes, 1 proposed standby 30 kW diesel | Colocation | Clarksburg Premium Outlets | 702 | 22711 | Clarksburg Rd | Clarksburg | CRT-0.5 C-0.25 R-0.25 H-130 T | WSSC | WSSC | Private | 39.2295 | -77.2862 | Water Tank | 129.9 | 0 | Tessia D Knight | 2020-12-08 | 2021-02-03 | Recommended | Clarksburg Premium Outlets |  | https://montgomerycountytfcg.s3.amazonaws.com/Applications/MC2020121335+Application+and+Report.pdf
2020121333 | Verizon Wireless | Verizon Wireless proposes the installation of (3) panel antennas. | Minor Modification | Oakmont Monopole | 3 | 16801 | Oakmont Ave | Gaithersburg | IM-2.5 H-50 | 16801 Oakmont Avenue LLC |  | Private | 39.1315 | -77.174 | Monopole | 191 | 0 | Joseph Stewart | 2020-12-04 | 2021-04-07 | Recommended | Shady Grove |  | https://montgomerycountytfcg.s3.amazonaws.com/Applications/MC2020121333+Application.pdf
2020111331 | T-Mobile | Swap (3) Antennas; Remove (3) TMA's; Add (3) RRU's; Remove (1) existing cabinet and install (2) new cabinets. | Minor Modification | Public Storage Briggs Chaney | 415 | 3351 | Briggs Chaney Rd | Silver Spring | EOF-0.75, H-100 T | Shurgard Maryland Properties Inc |  | Private | 39.075 | -76.9422 | Monopole | 140 | 0 | Joseph Stewart | 2020-11-24 | 2021-01-06 | Recommended | Public Storage-Briggs CHA |  | https://montgomerycountytfcg.s3.amazonaws.com/Applications/MC2020111331+Application.pdf
2020111330 | Other | WMATA proposes to install a 11'-8" x 34' prefabricated shelter within a small compound expansion to the west side of the existing compound. A 1,000 gallon propane tank will be installed on the east side of the compound. New fencing is proposed to enclose | Colocation | Brookeville Tower | 694 | 4301 | Brookeville Rd | Brookeville | AR | Montgomery County |  | Private | 39.1841 | -77.0817 | Tower | 260 | 0 | Alexandra Bull | 2020-11-20 | 2021-01-06 | Recommended | Brookeville |  | https://montgomerycountytfcg.s3.amazonaws.com/Applications/MC2020111330+Application+and+report.pdf
2020111329 | T-Mobile | T-Mobile proposes to remove and replace (6) panel antennas, remove (3) existing RRUs, remove (2) existing cabinets, and install (6) new RRUS and install (3) new cabinets. | Minor Modification | Shady Grove Medical Center | 401 | 9850 | Key West Ave | Darnestown | CR-1.0 C-0.5 R-1.0 H-150 | HSRE-Cap Med Shady Grove Med Village LLC |  | Private | 39.1004 | -77.2104 | Building | 52 | 0 | James Marquez | 2020-11-18 | 2021-02-03 | Recommended | 7WAN118D |  | https://montgomerycountytfcg.s3.amazonaws.com/Applications/MC2020111329+Application.pdf
2020111324 | T-Mobile | T-Mobile proposes to remove (4) existing antennas, remove (4) RRUs and install (8) new panel antennas, (8) new RRUs, and install (2) new cabinets at the existing telecom building site. | Minor Modification | Londonderry Apts | 17 | 17060 | King James Way | Gaithersburg | R-20 | Londonderry Afforadable LLC |  | Private | 39.1361 | -77.2069 | Building | 81 | 0 | Caitlin Ratzlaff | 2020-11-12 | 2020-12-02 | Recommended | 7WAN591I |  | https://montgomerycountytfcg.s3.amazonaws.com/Applications/MC2020111324+Application.pdf
2020111325 | T-Mobile | T-Mobile proposes to remove and replace (4) panel antennas, install (4) new RRUs, and install (2) new cabinets at the existing telecom rooftop site. | Minor Modification | Layhill Rd | 242 | 14301 | Layhill Rd | Silver Spring | EOF-1.5, H-75 | Layhill Associates LLC |  | Private | 39.091 | -77.0444 | Building | 24 | 0 | Jessica Bingham | 2020-11-12 | 2021-02-03 | Recommended | 7WAN086A |  | https://montgomerycountytfcg.s3.amazonaws.com/Applications/MC2020111325+Application.pdf
2020111326 | T-Mobile | T-Mobile proposes to install (4) new panel antennas, (4) new RRUs, and (2) new cabinets at an existing telecom building site. | Minor Modification | Wayne Manchester Towers | 229.1 | 75 | Wayne Ave E | Silver Spring | R-10 | Wayne Manchester Limited Partnership |  | Private | 39.0001 | -77.0082 | Building | 72 | 0 | Caitlin Ratzlaff | 2020-11-12 | 2020-12-02 | Recommended | 7WAN624A |  | https://montgomerycountytfcg.s3.amazonaws.com/Applications/MC2020111326+Application.pdf
2020111327 | T-Mobile | T-Mobile proposes to remove and replace (6) panel antennas, remove (9) RRUs, install (3) new RRUs and install (2) new cabinets at the existing telecom water tank site. | Minor Modification | Glenmont Tank | 12 | 12413 | Georgia Ave | Silver Spring | CR-2.0 C-0.5 R-1.75 H-120 | WSSC | WSSC | Public | 39.0616 | -77.0516 | Water Tank | 183 | 0 | James Marquez | 2020-11-12 | 2021-02-03 | Recommended | 7WAN057A |  | https://montgomerycountytfcg.s3.amazonaws.com/Applications/MC2020111327+Application.pdf
2020111322 | T-Mobile | T-Mobile proposes to install (3) new panel antennas, (3) new RRUs, and (1) new cabinet at the existing telecom rooftop site. | Minor Modification | The Overlook | 579 | 3200 | N. Leisure World Blvd | Silver Spring | PRC | Vantage Point East |  | Public | 39.1074 | -77.0661 | Building | 103 | 0 | Caitlin Ratzlaff | 2020-11-12 | 2020-12-02 | Recommended | 7WAN119F |  | https://montgomerycountytfcg.s3.amazonaws.com/Applications/MC2020111322+Application.pdf
2020111323 | T-Mobile | T-Mobile proposes to remove (4) antennas, remove (4) RRU's and install (8) new panel antennas, (8) new RRUS and install (2) new cabinets at the existing telecom rooftop site. | Minor Modification | Bethesda Marriott | 614 | 6711 | Democracy Blvd | Bethesda | CR-1.5, C-1.0, R-0.75, H-150 | Rock Springs Properties |  | Public | 39.022 | -77.1385 | Building | 125 | 0 | Caitlin Ratzlaff | 2020-11-12 | 2020-12-02 | Recommended | 7WAN635A |  | https://montgomerycountytfcg.s3.amazonaws.com/Applications/MC2020111323+Application.pdf
2020111320 | T-Mobile | Cell tower Fit Out Install (1) square pole platform, (1) B160 battery cabinet, (1) equipment cabinet B6160, (5) RRUs, (4) hybrid cables, (1) retrofit existing RBS 61631 equipment cabinet,, (4) antenna AIR6449-b41, (1) antenna APXVAARR24_43_U-NA20, | Minor Modification | Extra Space Storage Earhart | 412 | 18920 | Earhart Ct | Gaithersburg | IL-1.0 | Storage Portfolio LLC |  | Private | 39.1689 | -77.1731 | Monopole | 100 | 0 | Michael Wingard | 2020-11-04 | 2021-03-03 | Recommended | Extra Space Storage llc |  | https://montgomerycountytfcg.s3.amazonaws.com/Applications/MC2020111320+Application.pdf
2020091287 | AT&T Wireless | AT&T is relocating (6) existing antennas. They are adding (3) new antennas and (3) new RRHs on existing rooftop wireless structure. | Minor Modification | Promenade | 47 | 5225 | Pooks Hill Rd | Bethesda | R-H | Promenade Towers MH Corp |  | Private | 39.0174 | -77.1068 | Building | 193 | 0 | Alex Beiro Jr. | 2020-11-03 | 2021-01-06 | Recommended | Maplewood |  | https://montgomerycountytfcg.s3.amazonaws.com/Applications/MC2020091287+Application.pdf
2020111321 | AT&T Wireless | AT&T is removing (6) existing antennas. They are adding (6) new antennas and (9) new RRHs on existing rooftop wireless structure. | Minor Modification | Chevy Chase Building | 18 | 5530 | Wisconsin Ave | Chevy Chase | CR-3.0 C-2.0 R-2.75 H-90 T | Friendship Propertie |  | Private | 38.9648 | -77.0883 | Building | 160 | 0 | Alex Beiro Jr. | 2020-11-03 | 2020-12-02 | Recommended | Grafton Ave. |  | https://montgomerycountytfcg.s3.amazonaws.com/Applications/MC+2020111321+Application.pdf
2020101317 | T-Mobile | T-Mobile proposes to remove (3) existing antennas , remove (3) existing RRUs, and install (6) new antennas, install (6) new RRUs, and install (2) new cabinets at the existing telecom site. | Minor Modification | EZ Storage- Middlebrook | 565 | 12211 | Middlebrook Rd | Germantown | R-200 | Middlebrook Land LLLP c/o Siena Corp |  | Private | 39.1762 | -77.2531 | Building | 56 | 0 | Caitlin Ratzlaff | 2020-10-28 | 2020-12-02 | Recommended | 7WAN101E |  | https://montgomerycountytfcg.s3.amazonaws.com/Applications/MC2020101317+Application.pdf
2020101318 | T-Mobile | T-Mobile proposes to remove and replace (9) panel antennas, remove (3) RRUs and install (6) new RRUs and install (2) new cabinets at the existing telecom building site. No ground work. | Minor Modification | Double Tree Hotel | 561 | 8120 | Wisconsin Ave | Bethesda | CR-3.0 C-3.0 R-2.75 H-110 | BLT Fund 9 Bethesdan LLC |  | Private | 38.9913 | -77.0961 | Building | 135 | 0 | Caitlin Ratzlaff | 2020-10-28 | 2020-12-02 | Recommended | 7WAN499D |  | https://montgomerycountytfcg.s3.amazonaws.com/Applications/MC2020101318+Application.pdf
2020101316 | Other | INSTALLATION OF (3) ANTENNA SECTORS. - INSTALLATION OF (4) ANTENNAS PER ALPHA SECTOR, (5) PER BETA SECTOR AND (6) PER GAMMA SECTOR FOR A TOTAL OF (15) ANTENNAS. - INSTALLATION OF (1) EQUIPMENT CABINET MOUNTED ON CONCRETE COLUMN | Colocation | 8250 Georgia Avenue | 701 | 8250 | Georgia Avenue | Silver Spring | CR-5.0, C-4.0, R-4.75, H-200 T | Washington Property Compnay, LLC |  | Private | 38.9931 | -77.0269 | Building | 218 | 0 | Richard Valverde | 2020-10-23 |  | Withdrawn | Starry, Inc. |  | https://montgomerycountytfcg.s3.amazonaws.com/Applications/MC2020101316.pdf
2020101308 | AT&T Wireless | AT&T proposes to remove (6) existing antennas and (3) existing RRHs and install (6) new antennas and (6) new RRHs | Minor Modification | WWDC Radio Tower | 40 | 8800 | Brookeville Rd | Silver Spring | IM-2.5 H-50 | Chancellor Media Corp. |  | Private | 38.9999 | -77.057 | Tower | 695 | 0 | Ryan Fitzgerald | 2020-10-20 | 2020-12-02 | Recommended | Lyttonsville |  | https://montgomerycountytfcg.s3.amazonaws.com/Applications/MC2020101308+Application.pdf
2020101309 | T-Mobile | T-Mobile proposes to install (3) new panel antennas, remove and replace (6) RRUs and remove (1) cabinet and install (2) new cabinets at the existing telecom monopole site. | Minor Modification | Albert Einstein High School | 298 | 11135 | Newport Mill Rd | Silver Spring | R-60 | MCPS | School | Public | 39.0401 | -77.0646 | Monopole | 130 | 0 | Jessica Bingham | 2020-10-20 | 2021-02-03 | Recommended | 7WAN270A |  | https://montgomerycountytfcg.s3.amazonaws.com/Applications/MC2020101309+Application.pdf
2020101311 | T-Mobile | T-Mobile proposes to relocate (9) existing antennas, install (3) new panel antennas, remove and replace (6) RRUs, remove (1) existing cabinet and install (2) new cabinets at the existing telecom monopole site. | Minor Modification | Wheaton High School | 299 | 12501 | Dalewood Rd | Silver Spring | R-60 | MCPS | School | Public | 39.0595 | -77.0665 | Monopole | 100 | 0 | Caitlin Ratzlaff | 2020-10-20 | 2020-12-02 | Recommended | 7WAN235A |  | https://montgomerycountytfcg.s3.amazonaws.com/Applications/MC2020101311+Application.pdf
2020101312 | T-Mobile | T-Mobile proposes to install (3) new panel antennas, remove and replace (6) RRUs, and install (2) new cabinets at the existing telecom rooftop site. No ground work. | Minor Modification | Lakewood at Georgia | 603 | 11510 | Georgia Ave | Silver Spring | CR-3.0 | Lakewood at Georgia Ave, LLC |  | Public | 39.044 | -77.0527 | Building | 40 | 0 | Caitlin Ratzlaff | 2020-10-20 | 2020-12-02 | Recommended | 7WAN301M |  | https://montgomerycountytfcg.s3.amazonaws.com/Applications/MC+2020101312+Application.pdf
2020101307 | T-Mobile | T-Mobile proposes to remove (5) existing antennas and (1) existing cabinet, and install (6) new panel antennas, remove (1) existing RRU and install (3) new RRUs and (2) new cabinets. No ground work. | Minor Modification | Woodside Water Tank | 1 | 1945 | Seminary Pl | Silver Spring | R-60 | WSSC | WSSC | Public | 39.0099 | -77.0425 | Water Tank | 117 | 0 | Caitlin Ratzlaff | 2020-10-19 |  | Withdrawn | 7WAN042A |  | https://montgomerycountytfcg.s3.amazonaws.com/Applications/MC2020101307.pdf
2020101306 | T-Mobile | Remove (1) & add (2) equipment cabinets, remove (3) & add (9) antennas, and add (6) RRUs and other associated equipment in existing silo. | Minor Modification | Fraley Farm Silo | 245 | 17800 | Bowie Mill Rd | Derwood | RE-1 | Kenneth Fraley |  | Private | 39.1501 | -77.1143 | Building | 73 | 0 | Leigh Dukatt | 2020-10-16 | 2021-02-03 | Recommended | 7WAN162B |  | https://montgomerycountytfcg.s3.amazonaws.com/Applications/MC2020101306+Application.pdf
2020101305 | T-Mobile | T-Mobile proposes removing (3) antennas, (3) radios, (9) TMAs, and (1) cabinet, and installing (9) antennas (9) radios, and (2) cabinets at the existing telecommunications facility. | Minor Modification | Faith Baptist Church | 405 | 12907 | Connecticut Ave | Silver Spring | R-60 | Faith Baptist Church | Church | Private | 39.0688 | -77.075 | Building | 27 | 0 | Katherine Blackwood | 2020-10-14 | 2020-12-02 | Recommended | 7WAN183A |  | https://montgomerycountytfcg.s3.amazonaws.com/Applications/MC2020101305+Application.pdf
2020101304 | T-Mobile | Remove (1) Cabinet SSC, (1) BB30, (6) RU22, (2) RBS 2106 , (1)hybrid cable, ((6) antennas, (3) TMAs, (3) RRUs Install (1) 6160 Cabinet, (1) 160 Cabinet, (1) bb6649, (1) bb6630 (3) hybrid cables, (1) kicker support kit, (1) collar mount, (1) internal br | Minor Modification | Milestone | 148 | 1 | Milestone Center Ct | Germantown | CR-2.0 C-1.75 R-0.5 H-125 T | WMMH Building LLC |  | Public | 39.2004 | -77.2591 | Monopole | 150 | 0 | Michael Wingard | 2020-10-12 | 2020-12-02 | Recommended | SBA Germantown |  | https://montgomerycountytfcg.s3.amazonaws.com/Applications/MC2020101304+Application.pdf
2020101297 | T-Mobile | T-Mobile proposes to remove (3) existing antennas and install (3) new (RFS APXVAARR24_43-u-NA20) antennas and (3) (RRUS 4449 B71+B12) remote radios. T-Mobile also proposes to install a new antenna mount platform. | Minor Modification | Lloyd Property | 268 | 21410 | Beallsville Rd | Dickerson | AR | DRISKELL LISBETH I DRISKELL BRIAN V |  | Private | 39.2086 | -77.3853 | Monopole | 140 | 0 | Joseph Stewart | 2020-10-06 | 2020-11-04 | Recommended | 7WAN562B |  | https://montgomerycountytfcg.s3.amazonaws.com/Applications/MC2020101297+Application.pdf
2020101298 | Other | (REVISION TO APPROVED APP# 2019101016, change in RAD height and shelter location)* WMATA proposes to install a 11'-8" x 34' and 1,000 gallon propane tank within a small compound expansion to the east side of the existing compound. New fencing is propos | Colocation | Montg College Germantown | 153 | 20200 | Observation Dr | Germantown | LSC-2.0 | Board of Comm College Trustees for Montgomery Coun | WSSC | Public | 39.1846 | -77.2499 | Tower | 300 | 0 | Alexandra Bull | 2020-10-06 | 2020-12-02 | Recommended | Germantown |  | https://montgomerycountytfcg.s3.amazonaws.com/Applications/MC2020101298+Report+and+Application.pdf
2020101296 | T-Mobile | This project consists of removing (3) existing antennas (RFSAPXVF18-C-A20), (1) per sector and installing (6) antennas, (2) per sector (one Ericsson AIR6449 B41 and one RFS APXVAARR18_43-U-NA20). Remove (3) remote radio heads (RRH), (1) per sector and ins | Minor Modification | National Capital Area | 585 | 9190 | Rockville Pike | Bethesda | R-60 | National Capital Area |  | Public | 39.007 | -77.0979 | Building | 36 | 0 | ASTRID PAYNE | 2020-10-06 | 2020-12-02 | Recommended | 7WAN618D |  | https://montgomerycountytfcg.s3.amazonaws.com/Applications/MC2020101296+Application.pdf
2020091288 | AT&T Wireless | AT&T is removing (3) existing antennas. They are adding (3) new antennas and (6) new RRHs on existing rooftop wireless structure. | Minor Modification | Park Montgomery II | 239 | 8830 | Piney Branch Rd | Silver Spring | R-10 | Pineway Towers Condominium Inc |  | Private | 39.0003 | -76.9928 | Building | 102.5 | 0 | Alex Beiro Jr. | 2020-09-27 | 2020-12-02 | Recommended | Piney Branch |  | https://montgomerycountytfcg.s3.amazonaws.com/Applications/MC2020091285+Application.pdf
2020091289 | AT&T Wireless | AT&T is removing (3) existing antennas. They are adding (3) new antennas and (6) new RRHs on existing rooftop wireless structure. | Minor Modification | Park Ritchie Apts | 48 | 7600 | Maple Ave | Takoma Park | R-10 | Park Ritchie LLC |  | Private | 38.9839 | -77.008 | Building | 151 | 0 | Alex Beiro Jr. | 2020-09-27 | 2021-01-06 | Recommended | Takoma Park |  | https://montgomerycountytfcg.s3.amazonaws.com/Applications/MC2020091289+Application.pdf
2020091286 | AT&T Wireless | AT&T is removing (6) existing antennas. They are adding (6) new antennas and (9) new RRHs on existing rooftop wireless structure. | Minor Modification | Promenade | 47 | 5225 | Pooks Hill Rd | Bethesda | R-H | Promenade Towers MH Corp |  | Private | 39.0174 | -77.1068 | Building | 193 | 0 | Alex Beiro Jr. | 2020-09-26 |  | Withdrawn | Grafton Ave. |  | https://montgomerycountytfcg.s3.amazonaws.com/Applications/MC2020091286.pdf
2020091283 | AT&T Wireless | AT&T is removing (2) existing antennas. They are adding (3) new antennas and (4) new RRHs on existing rooftop wireless structure. | Minor Modification | Chateau Apartments | 53.01 | 9727 | Mt. Pisgah Rd | Silver Spring | R-H | Hillzo LP |  | Private | 39.0168 | -76.9745 | Building | 159 | 0 | Alex Beiro Jr. | 2020-09-25 | 2020-12-02 | Recommended | GILL |  | https://montgomerycountytfcg.s3.amazonaws.com/Applications/MC2020091283+Application.pdf
2020091285 | T-Mobile | Cell Tower fit out Remove:(1) RBS cabinet, (1) duw 30, (6) ruS 01-B4, (3) ANTENNA, (3) TMAs, (12) coax cables, Install (1) 6160 cabinet, (1)b160 battery cabinet, (1) bb 6648, (1) bb 6630, (3) antennas, (3) RRUs, (2) hybrid cables | Minor Modification | Oakview Recreation Assoc. | 344 | 1101 | Corliss St | Silver Spring | R-90 | Oakview Recreation Association |  | Private | 39.017 | -76.99 | Monopole | 120 | 0 | Michael Wingard | 2020-09-25 | 2020-12-02 | Recommended | Oak View Silver Spring |  | https://montgomerycountytfcg.s3.amazonaws.com/Applications/MC2020091285+Application.pdf
2020091278 | T-Mobile | T-Mobile proposes the removal of (3) existing antennas (AIR21 B2A/B4P), (12) existing coax cables, (1) existing cabinet, (3) existing TMA's (UMTS DD B4) and the installation of (6) proposed antennas (AIR6449 B41 (QUANTITY 3) and APXVAARR24_43-U-NA20 (QUAN | Minor Modification | Kenwood Country Club | 30 | 5601 | River Rd | Bethesda | R-90 | Kenwood Country Club |  | Private | 38.9766 | -77.1142 | Tower | 230 | 0 | ASTRID PAYNE | 2020-09-24 | 2020-10-07 | Recommended | 7WAN097B |  | https://montgomerycountytfcg.s3.amazonaws.com/Applications/MC2020091278+Application.pdf
2020091279 | AT&T Wireless | 1. AT&T is removing (3) existing antennas. They are adding (3) new antennas and (9) new RRHs on existing rooftop wireless structure. | Minor Modification | NIH Bldg 10 | 414 | 10 | Center Dr | Bethesda | R-60 | US Government | Federal | Public | 39.0018 | -77.1042 | Building | 75 | 0 | Alex Beiro Jr. | 2020-09-24 | 2021-01-06 | Recommended | HIH campus |  | https://montgomerycountytfcg.s3.amazonaws.com/Applications/MC2020091279+Application.pdf
2020091281 | AT&T Wireless | AT&T is removing (3) existing antennas. They are adding (3) new antennas and (9) new RRHs on existing rooftop wireless structure. | Minor Modification | Kenwood Country Club | 30 | 5601 | River Rd | Bethesda | R-90 | Kenwood Country Club |  | Private | 38.9766 | -77.1142 | Tower | 230 | 0 | Alex Beiro Jr. | 2020-09-24 | 2020-12-02 | Recommended | Radnor Road |  | https://montgomerycountytfcg.s3.amazonaws.com/Applications/MC2020091281+Application.pdf
2020091282 | AT&T Wireless | AT&T is removing (3) existing antennas. They are adding (6) new antennas and (9) new RRHs on existing SST wireless structure. | Minor Modification | Hungerford Property | 244 | 14615 | Clopper Rd | Boyds | IM-0.25 H-50 | Walter Hungerford & Sons |  | Private | 39.1824 | -77.3029 | Monopole | 150 | 0 | Alex Beiro Jr. | 2020-09-24 | 2021-01-06 | Recommended | BOYDS |  | https://montgomerycountytfcg.s3.amazonaws.com/Applications/MC2020091282+Application.pdf
2020091276 | T-Mobile | T-Mobile proposes to remove three panel antennas and replace with three new panel antennas. The existing platform will be removed and replaced with a new platform at the same height. There are currently 7 existing antennas that will be reinstalled onto th | Minor Modification | Super Fresh Shopping Ctr. | 52 | 3901 | Aspen Hill Rd | Silver Spring | CRT-2.25 C-1.5 R-0.75 H-75 | LDG Inc |  | Private | 39.0821 | -77.079 | Monopole | 116 | 0 | Alexandra Bull | 2020-09-23 | 2021-01-06 | Recommended | 7WAN224D |  | https://montgomerycountytfcg.s3.amazonaws.com/Applications/MC2020091276+Application.pdf
2020091277 | AT&T Wireless | AT&T is removing (3) existing antennas. They are adding (3) new antennas and (6) new RRHs on existing SST wireless structure. | Minor Modification | Silver Spring VFD | 320 | 111 | University Blvd East | Silver Spring | R-60 | Silver Spring VFD | Fire | Private | 39.0174 | -77.0072 | Tower | 73 | 0 | Alex Beiro Jr. | 2020-09-23 | 2020-11-04 | Recommended | Four Corners |  | https://montgomerycountytfcg.s3.amazonaws.com/Applications/MC2020091277+Application.pdf
2020091272 | T-Mobile | Remove (3) & add (3) antennas (3 AIR6449 B41), add 3 RRUs (3 -4424 B25 RRU), remove equipment platform, add (1) 6160 equipment cabinet, & add (1) B160 battery cabinet. | Minor Modification | White Oak Apartments | 385 | 11550 | Stewart Ln | Silver Spring | R-20 | G&I IX MONTGOMERY WHITE OAK |  | Private | 39.0448 | -76.9837 | Building | 64 | 0 | Leigh Dukatt | 2020-09-22 | 2020-10-07 | Recommended | 7WAN134J |  | https://montgomerycountytfcg.s3.amazonaws.com/Applications/MC2020091272+Application.pdf
2020091273 | AT&T Wireless | 1. AT&T is removing (3) existing antennas. They are adding (3) new antennas and (6) new RRHs on existing rooftop wireless structure. | Minor Modification | Rock Creek | 304 | 8630 | Fenton St | Silver Spring | CR-6.0 C-6.0 R-6.0 H-260 | Gudelsky Co |  | Private | 38.9979 | -77.0285 | Building | 143 | 0 | Alex Beiro Jr. | 2020-09-22 | 2020-12-02 | Recommended | Rock Creek |  | https://montgomerycountytfcg.s3.amazonaws.com/Applications/MC2020091273+Application.pdf
2020091274 | AT&T Wireless | AT&T is removing (3) existing antennas. They are adding (3) new antennas and (6) new RRHs on existing rooftop wireless structure. | Minor Modification | Village Square Apartments | 43.02 | 12011 | Veirs Mill Rd | Silver Spring | R-30 | Grossberg Louis C ET AL |  | Private | 39.053 | -77.0756 | Building | 42 | 0 | Alex Beiro Jr. | 2020-09-22 | 2021-01-06 | Recommended | Village Square |  | https://montgomerycountytfcg.s3.amazonaws.com/Applications/MC2020091274+Application.pdf
2020091275 | AT&T Wireless | 1. AT&T is removing (3) existing antennas. They are adding (3) new antennas and (6) new RRHs on existing rooftop wireless structure. | Minor Modification | Wessling | 310 | 6931 | Arlington Rd | Bethesda | CRT-2.25 | Greater Northest LLC |  | Private | 38.9785 | -77.0981 | Building | 55 | 0 | Alex Beiro Jr. | 2020-09-22 | 2020-12-02 | Recommended | Wessling |  | https://montgomerycountytfcg.s3.amazonaws.com/Applications/MC2020091275+Application.pdf
2020091269 | T-Mobile | T-Mobile is proposing the installation of (9) proposed antennas, (6) proposed radios, (6) proposed 6x12 hybrid cables, (2) proposed cabinets and the removal of (9) proposed antennas, (6) proposed radios, (6) proposed 6x12 hybrid cables, and (2) proposed c | Minor Modification | Leafy House | 370 | 10000 | Brunswick Ave | Silver Spring | R-60 | Victory Forest LP | County | Public | 39.0199 | -77.0572 | Building | 53 | 0 | ASTRID PAYNE | 2020-09-21 | 2020-10-07 | Recommended | 7WAN486A |  | https://montgomerycountytfcg.s3.amazonaws.com/Applications/MC2020091269+Application.pdf
2020091270 | T-Mobile | T-Mobile proposes to remove (3) existing antennas, as well as remove (3) RRUs, and install (6) new antennas, install (6) new RRUs, and install (2) new cabinets at the existing telecom monopole site. No ground work. | Minor Modification | Northwest Station | 459 | 11801 | Nebel St | Rockville | IL-1.0 H-50 | Washington Gas |  | Private | 39.0489 | -77.1058 | Monopole | 145 | 0 | Caitlin Ratzlaff | 2020-09-21 | 2020-10-07 | Recommended | 7WAN617C |  | https://montgomerycountytfcg.s3.amazonaws.com/Applications/MC2020091270+Application.pdf
2020091271 | T-Mobile | T-Mobile proposes the installation of (3) proposed antennas, (3) proposed radios, (1) proposed 6x12 hybrid cables, (2) proposed cabinets and the removal of (3) existing antennas, (2) existing TMAs, (1) existing radio, (1) existing cabinet and all existing | Minor Modification | Watkins Mill High School | 386 | 10301 | Apple Ridge Rd | Gaithersburg | R-200 | Board of Education | School | Public | 39.1846 | -77.2137 | Monopole | 118 | 0 | ASTRID PAYNE | 2020-09-21 | 2020-10-07 | Recommended | 7WAN513B |  | https://montgomerycountytfcg.s3.amazonaws.com/Applications/MC2020091271+Application.pdf
2020081251 | T-Mobile | T-Mobile proposes to remove (3) existing panel antennas, and install (6) new panel antennas, install (3) new RRU's, and also install (2) new cabinets at the existing telecom building site. No ground work. | Minor Modification | Pavilion Apts | 31 | 5901 | Montrose Rd | Rockville | CR-4.0 C-0.25 R-4.0 H-190 | CP5 MONTEREY LLC |  | Private | 39.0537 | -77.1189 | Building | 152 | 0 | Caitlin Ratzlaff | 2020-09-18 | 2020-10-07 | Recommended | 7WAN596A |  | https://montgomerycountytfcg.s3.amazonaws.com/Applications/MC2020081251+Application.pdf
2020091266 | T-Mobile | T-Mobile proposes the removal of (3) existing antennas(AIR21 B2A/B4P), (12) existing coax cables, (1) existing cabinet, (3) existing TMA's (UMTS DD B4) and the installation of (6) proposed antennas (AIR6449 B41 (QUANITY 3), APXVAARR24_43-U-NA20 (QUANTITY | Colocation | Kenwood Country Club | 30 | 5601 | River Rd | Bethesda | R-90 | Kenwood Country Club |  | Private | 38.9766 | -77.1142 | Tower | 230 | 0 | ASTRID PAYNE | 2020-09-17 |  | Withdrawn | 7WAN097B |  | https://montgomerycountytfcg.s3.amazonaws.com/Applications/MC2020091266.pdf
2020091267 | T-Mobile | Remove (6) & add (6) antennas (3 APXVAARR18 43-U-NA20 & 3 AIR6449 B41), remove (4) & add (6) RRU (3 4415 B25 & 3 4449 B71+B75), and other associated equipment. | Minor Modification | Clark Building | 45 | 7500 | Old Georgetown Rd | Bethesda | CR-8.0 | Clark Office Bldg LP |  | Private | 38.985 | -77.0954 | Building | 230 | 0 | Leigh Dukatt | 2020-09-17 | 2020-10-07 | Recommended | 7WAN009 |  | https://montgomerycountytfcg.s3.amazonaws.com/Applications/MC2020091267+Application.pdf
2020061196 | T-Mobile | T-Mobile is proposing to remove (3) existing antennas, remove (3) RRUs, and install (6) new panel antennas, install (6) new RRUs, and install (2) new cabinets at the existing telecom building site. No ground work. | Minor Modification | Shady Grove Medical Center | 492 | 11119 | Rockville Pike | Kensington | EOF-3.0 H-100 | Rockville Pike Partnership |  | Private | 39.0393 | -77.1085 | Building | 50 | 0 | Caitlin Ratzlaff | 2020-09-16 | 2021-01-06 | Recommended | WRIT Shady Grove |  | https://montgomerycountytfcg.s3.amazonaws.com/Applications/MC20200611196+Application.pdf
2020091263 | AT&T Wireless | AT&T proposes to remove and replace existing sled mounts and (3) existing antennas and (6) existing RRHs with (3) new antennas and (6) new RRHs. | Minor Modification | Schlesinger Building | 250 | 3720 | Farragut Ave | Kensington | CRT-1.5 C-1.0 R-1.0 H-45 | FARRAGUT BT LLC |  | Private | 39.0317 | -77.0743 | Building | 58 | 0 | Ryan Fitzgerald | 2020-09-16 | 2020-10-07 | Recommended | Ken Gar |  | https://montgomerycountytfcg.s3.amazonaws.com/Applications/MC2020091263+Application.pdf
2020091265 | AT&T Wireless | AT&T proposes to relocate (5) existing antennas and installing (3) new antennas and (3) new RRHs. | Minor Modification | CSX Tower | 54 | 2701 | Forest Glen Rd | Kensington | R-60 | United States of America |  | Private | 39.0146 | -77.0553 | Tower | 69 | 0 | Ryan Fitzgerald | 2020-09-16 | 2020-10-07 | Recommended | Washington Temple |  | https://montgomerycountytfcg.s3.amazonaws.com/Applications/MC2020091265+Application.pdf
2020091258 | AT&T Wireless | AT&T proposes to remove (3) existing antennas and install (2) new antennas at 129', (1) new antenna at 116' and (3) new RRHs. | Minor Modification | Takoma Tower | 27 | 7051 | Carroll Ave | Takoma Park | NR-0.75 H-50 | Takoma Tower LP | County | Public | 38.9747 | -77.0105 | Building | 109.1 | 0 | Ryan Fitzgerald | 2020-09-15 | 2020-10-07 | Recommended | Tulip Ave |  | https://montgomerycountytfcg.s3.amazonaws.com/Applications/MC2020091258+Application..pdf
2020091259 | AT&T Wireless | AT&T proposes to remove (2) existing antennas and (15) existing RRHs and install (2) new antennas and (12) new RRHs. | Minor Modification | AT&T Long Line Tower | 120 | 12419 | Middlebrook Rd | Germantown | IM-2.5 H-50 | American Tower Inc. |  | Private | 39.1769 | -77.2572 | Tower | 125 | 0 | Ryan Fitzgerald | 2020-09-15 | 2020-11-04 | Recommended | Middlebrook |  | https://montgomerycountytfcg.s3.amazonaws.com/Applications/MC2020091259+Application.pdf
2020091260 | AT&T Wireless | Install Generac 30kw Diesel Generator and associated 4'x10' concrete pad within the AT&T equipment area. | Minor Modification | Wildlife Club Monopole | 428 | 26430 | Mullinix Mill Rd | Mt. Airy | AR | Wildlife Achievement Club |  | Private | 39.2927 | -77.153 | Monopole | 149 | 0 | Catherine Conklin | 2020-09-15 | 2020-10-07 | Recommended | Long Range |  | https://montgomerycountytfcg.s3.amazonaws.com/Applications/MC2020091260+Application.pdf
2020091261 | T-Mobile | T-Mobile proposes removing (3) antennas, (3) radios) and (1) cabinet, and installing (3) antennas, (6) Radios, and (2) cabinets at the existing telecommunications facility. | Minor Modification | Montg College Germantown | 153 | 20200 | Observation Dr | Germantown | LSC-2.0 | Board of Comm College Trustees for Montgomery Coun | WSSC | Public | 39.1846 | -77.2499 | Tower | 300 | 0 | Katherine Blackwood | 2020-09-15 | 2020-10-07 | Recommended | 7WAN018A |  | https://montgomerycountytfcg.s3.amazonaws.com/Applications/MC2020091261+Application.pdf
2020091262 | T-Mobile | T-Mobile proposes to conduct the following work at an existing telecommunications site: Install (3) new panel antennas; Install (3) new Radio 4415 B25; Install (1) proposed 19" equipment rack and (1) power module in an existing equipment room; Upgrade | Minor Modification | Flower Hill SC | 363 | 18200 | Flower Hill Way | Gaithersburg | PNZ | PCO, LP |  | Private | 39.1549 | -77.1654 | Building | 41 | 0 | Sonya Hemphill | 2020-09-15 | 2020-10-07 | Recommended | 7WAN231D |  | https://montgomerycountytfcg.s3.amazonaws.com/Applications/MC2020091262+Application.pdf
2020091257 | Other | Per TFCG Approval #2019050806, FOX TV was approved to install (6) new antennas, (2) MW dishes and one camera. None of that proposed equipment has been installed and FOX is proposing to change out some of the previously proposed equipment. The new equipm | Colocation | Pinnacle Towers` | 21 | 5202 | River Rd | Bethesda | IM-2.5 H-50 | Pinnacle Towers Inc |  | Private | 38.9639 | -77.1047 | Tower | 744.5 | 0 | Joseph Stewart | 2020-09-10 | 2020-10-07 | Recommended | Bethesda (River Road) |  | https://montgomerycountytfcg.s3.amazonaws.com/Applications/MC2020091257+Application+and+Report.pdf
2020091256 | T-Mobile | Swap (3) antennas for (3) new antennas (AIR 6449 B41 33.1" x 20.5" x 8.3"), add 3 RRUs (RRU 4415 B25 16.5" x 13.4" x 6.3"), swap (1) equipment cabinet, & other associated equipment on existing rooftop. | Minor Modification | Storage USA | 339 | 7722 | Fenton St | Silver Spring | IM-2.5 | ESS Prisa LLC |  | Private | 38.9864 | -77.0231 | Building | 150 | 0 | Leigh Dukatt | 2020-09-08 | 2020-10-07 | Recommended | 7WAN138E |  | https://montgomerycountytfcg.s3.amazonaws.com/Applications/MC2020091256+Application.pdf
2020091254 | T-Mobile | Remove (3) & add (3) antennas (AIR6449 B41 - 33.1" x 20.5" x 8.3"), remove (3) & add (3) RRUs (4424 B25 - 16.5" x 13.5" x 6.3'), remove (1) & add (1) equipment cabinet, and other associated equipment. | Minor Modification | Blake High School | 306 | 300 | Norwood Rd | Silver Spring | RE-2C | Board of Education | School | Public | 39.1121 | -77.0191 | Monopole | 120 | 0 | Leigh Dukatt | 2020-09-04 | 2020-09-28 | Recommended | 7WAN080 |  | https://montgomerycountytfcg.s3.amazonaws.com/Applications/MC2020091254+Application.pdf
2020081248 | T-Mobile | T-Mobile proposes removing (3) antennas, (3) TMAs, and (1) cabinet, and installing (3) antennas, (3) RRUs, and (2) cabintes at the existing telecommunications facility. | Minor Modification | NOAA | 283 | 6100 | Executive Blvd | Rockville | CR-1.5 C-1.5 R-1.0 H-100 | 6100 Executive, LLC |  | Private | 39.0478 | -77.1239 | Building | 100 | 0 | Katherine Blackwood | 2020-08-26 | 2020-10-07 | Recommended | 7WAN110C |  | https://montgomerycountytfcg.s3.amazonaws.com/Applications/MC2020081248+Application.pdf
2020081249 | T-Mobile | T-Mobile proposes removing (3) antennas, and (3) TMAs, and installing (3) antennas, (3) Radios, and (2) cabinets at the existing telecommunications facility. | Minor Modification | Springbrook High School | 373 | 201 | Valley Brook Dr | Silver Spring | R-200 | Board of Education | School | Public | 39.0583 | -77.0081 | Monopole | 99 | 0 | Katherine Blackwood | 2020-08-26 | 2020-10-07 | Recommended | 7WAN488A |  | https://montgomerycountytfcg.s3.amazonaws.com/Applications/MC2020081249+Application.pdf
2020081247 | T-Mobile | Add three antennas. Remove and replace three RRHs at 188' on an existing 190'6" monopole. | Minor Modification | Gate of Heaven | 116 | 13801 | Georgia Ave | Silver Spring | RE-2 | ROMAN CATHOLIC ARCHDIOCESE OF WASHINGTON |  | Private | 39.0877 | -77.0706 | Monopole | 190.5 | 0 | Joseph Stewart | 2020-08-18 | 2020-09-02 | Recommended | 7WAN002A |  | https://montgomerycountytfcg.s3.amazonaws.com/Applications/MC2020081247+Application.pdf
2020081246 | T-Mobile | Remove four antennas and four RRHs. Add eight antennas and eight RRHs at 47' on an existing 41' building. | Minor Modification | The Meadows | 258.03 | 12520 | Prosperity Dr | Silver Spring | CR-0.75 | PSB Meadows LLC |  | Private | 39.0617 | -76.9618 | Building | 40 | 0 | Sonya Hemphill | 2020-08-17 | 2020-09-02 | Recommended | 7WAN286F |  | https://montgomerycountytfcg.s3.amazonaws.com/Applications/MC2020081246+Application.pdf
2020081243 | AT&T Wireless | AT&T is removing (9) existing antennas. They are adding (6) new antennas and (9) new RRHs on existing rooftop structure. | Minor Modification | Silver Spring Towers | 178 | 816 | Easley St | Silver Spring | CR-1.5 C-1.0 R-1.5 H-60 T | Silver Spring Towers Apts LLC |  | Private | 38.9938 | -77.0233 | Building | 141 | 0 | Alex Beiro Jr. | 2020-08-14 | 2020-11-04 | Recommended | Bonifant |  | https://montgomerycountytfcg.s3.amazonaws.com/Applications/MC2020081243+Application.pdf
2020081245 | AT&T Wireless | AT&T is removing (3) existing dummy load antennas and relocating 3 existing antennas. They are adding (3) new antennas and (3) new RRHs and relocating (6) RRHs on existing monopole structure. | Minor Modification | MDOT-Kensington | 77 | 9200 | Kensington Pkwy | Kensington | R-90 | MDOT / State Hwy Admin. |  | Private | 39.0077 | -77.075 | Monopole | 160 | -1 | Alex Beiro Jr. | 2020-08-14 | 2020-12-02 | Recommended | North Chase |  | https://montgomerycountytfcg.s3.amazonaws.com/Applications/MC2020081245+Application.pdf
2020081238 | T-Mobile | Remove and replace three antennas. Add three RRHs at 167' on an existing 148' apartment building. | Minor Modification | Park Ritchie Apts | 48 | 7600 | Maple Ave | Takoma Park | R-10 | Park Ritchie LLC |  | Private | 38.9839 | -77.008 | Building | 151 | 0 | Katherine Blackwood | 2020-08-11 | 2020-10-07 | Recommended | 7WAN065A |  | https://montgomerycountytfcg.s3.amazonaws.com/Applications/MC2020081238+Application.pdf
2020081240 | AT&T Wireless | Regarding the existing monopole: • Remove 3 existing antennas-1 per sector • Remove 3 existing TMAS-1 per sector • Install 3 NNHH-65A-R4 Commscope antennas • Install pipe mounts for RRH installation • Install 3 new Nokia B5/29 Dual band RRH | Minor Modification | MDOT-Rockville | 73 |  | I-270 & Montrose Rd | Rockville | R-90 | MDOT / State Hwy Admin. | State | Public | 39.0579 | -77.1537 | Monopole | 140 | -1 | Alex Beiro Jr. | 2020-08-11 | 2020-12-02 | Recommended | Fortune Park |  | https://montgomerycountytfcg.s3.amazonaws.com/Applications/MC2020081240+Application.pdf
2020081241 | Verizon Wireless | Remove nine antennas and nine RRHs. Relocate three antennas and install six antennas and six RRHs at 120' on an existing 115' building. | Minor Modification | Palisades Apts | 422 | 4853 | Cordell Ave | Bethesda | CR-5.0 C-5.0 R-5.0 H-175 | Triangle Towers LLC |  | Private | 38.9902 | -77.0981 | Building | 115.5 | 0 | Shea Beltran | 2020-08-11 | 2020-10-07 | Recommended | Bethesda |  | https://montgomerycountytfcg.s3.amazonaws.com/Applications/MC2020081241+Application.pdf
2020081237 | AT&T Wireless | AT&T proposes to remove (6) existing panel antennas and (3) existing RRRHs and install (6) new panel antennas and (6) new RRHs. | Minor Modification | Shady Grove Post Office | 49 | 16501 | Shady Grove Rd | Gaithersburg | IM-0.5 H-75 | United States Postal Service | Federal | Public | 39.1264 | -77.17 | Monopole | 146 | 0 | Ryan Fitzgerald | 2020-08-10 | 2020-10-07 | Recommended | Crabbs Way |  | https://montgomerycountytfcg.s3.amazonaws.com/Applications/MC2020081237+Application.pdf
2020081233 | AT&T Wireless | Regarding the tower scope of work: Remove 3 existing decommed antennas, remove 6 existing TMAS; Remove 18 diplexers; remove 1 existing DC6; Remove 2 existing junction boxes; Install 3 new NNHH—65A-R4 Commscope antennas; Install 3 new B5/B29RRH; Install | Minor Modification | Baptist Home | 147 | 6301 | Greentree Rd | Bethesda | R-60 | Baptist Home for Children |  | Private | 39.0026 | -77.1273 | Monopole | 120 | 0 | Alex Beiro Jr. | 2020-08-09 | 2021-01-06 | Recommended | Bradley Hills |  | https://montgomerycountytfcg.s3.amazonaws.com/Applications/MC2020081233+Application.pdf
2020081234 | AT&T Wireless | Regarding the rooftop base station: Remove 3 existing antennas Reconfigure 3 existing antennas Install 3 new NNHH—65A-R4 Commscope antennas Install 3 new B 5/29 Band Nokia Remote Radio Heads Install 3 proposed sector mounts Install 1 proposed platform | Minor Modification | Choice International | 29 | 10750 | Columbia Pike | Silver Spring | CRT-2.25 C-1.5 R-0.75 H-45 | VREC III LO COLESVILLE MEDICAL MOB LLC |  | Private | 39.0324 | -77.0045 | Building | 85 | 0 | Alex Beiro Jr. | 2020-08-09 | 2020-12-02 | Recommended | FA 10072203 |  | https://montgomerycountytfcg.s3.amazonaws.com/Applications/MC2020081234+Application.pdf
2020081235 | AT&T Wireless | Regarding the rooftop base station:Remove 3 existing antenna Remove 12 existing RRH Install 3 new NNHH—65B-R4 Commscope antennas Install 3 new B14/12/29 Triband Band Nokia RRH Install 3 new B5 850 Band Nokia RRH Install 3 new B25/66 Dual Band Nokia RRH | Minor Modification | Londonderry Apts | 17 | 17060 | King James Way | Gaithersburg | R-20 | Londonderry Afforadable LLC |  | Private | 39.1361 | -77.2069 | Building | 81 | 0 | Alex Beiro Jr. | 2020-08-09 | 2020-12-02 | Recommended | Londonberry Tower |  | https://montgomerycountytfcg.s3.amazonaws.com/Applications/MC2020081235+Application.pdf
2020081236 | AT&T Wireless | Regarding the rooftop base station:Remove all existing antennas & RRHsInstall 6 new 2NN2HH-33C-R4 Commscope antennas Install 6 new B14/12/29 Triband Band Nokia RRH Install 6 new B5 850 Band Nokia RRH Install 6 new B25/66 Dual Band Nokia RRH Install misce | Minor Modification | Democracy Center | 23 | 6903 | Rockledge Dr | Bethesda | CR-1.5 C-1.25 R-0.75 H-200 | G&I X Democracy Center LLC |  | Private | 39.0276 | -77.1405 | Building | 185 | 0 | Alex Beiro Jr. | 2020-08-09 | 2020-11-04 | Recommended | Rockledge Center |  | https://montgomerycountytfcg.s3.amazonaws.com/Applications/MC2020081236+Applications.pdf
2020071227 | AT&T Wireless | Regarding the rooftop base station:Remove 6 existing antennas Remove 6 RRHs Install 6 new NNH4—65C-R4 Commscope antennas Install 3 new B14/12/29 Band Nokia Remote Radio Heads Install 3 new B5 Band Nokia Remote Radio Heads install miscellaneous jumpers/f | Minor Modification | Continental Plaza | 154 | 7101 | Wisconsin Ave | Bethesda | CR-3.0 C-3.0 R-2.75 H-145 | 7101 Wisconsin Owner LLC |  | Private | 38.9803 | -77.0918 | Building | 145 | 0 | Alex Beiro Jr. | 2020-08-08 | 2020-12-02 | Recommended | Strathmore |  | https://montgomerycountytfcg.s3.amazonaws.com/Applications/MC2020071227+Application.pdf
2020081231 | AT&T Wireless | Regarding the tower scope of work:Remove 3 existing antennas-1 per sector Remove 3 RRHs Install 3 new NNH4—65C-R6 Commscope antennas Install 3 new B5 Band Nokia Remote Radio Heads Install miscellaneous jumpers/fiber/coaxbRegarding ground work:Remove TY | Minor Modification | Super Fresh Shopping Ctr. | 52 | 3901 | Aspen Hill Rd | Silver Spring | CRT-2.25 C-1.5 R-0.75 H-75 | LDG Inc |  | Private | 39.0821 | -77.079 | Monopole | 116 | 0 | Alex Beiro Jr. | 2020-08-08 | 2020-11-04 | Recommended | Aspen Hill |  | https://montgomerycountytfcg.s3.amazonaws.com/Applications/MC2020081231+Application.pdf
2020081228 | T-Mobile | T-Mobile proposes to remove and replace (6) panel antennas, as well as install (3) RRUs and install (2) new cabinets at the existing telecom building site. No ground work. | Minor Modification | Kensington House | 325 | 10225 | Frederick Ave | Kensington | R-10 | Bimblich-Diener & Co LLC |  | Private | 39.0247 | -77.0697 | Building | 83 | 0 | Caitlin Ratzlaff | 2020-08-06 | 2020-12-02 | Recommended | 7WAN104A |  | https://montgomerycountytfcg.s3.amazonaws.com/Applications/MC2020081228+Application.pdf
2020081229 | T-Mobile | T-Mobile proposes to remove (3) antennas, relocate (3) antennas, and install (6) new antennas, as well as remove and replace (6) RRUs and install (2) new cabinets at the existing telecom monopole site. No ground work. | Minor Modification | Daly Elementary School | 324 | 20301 | Brandermill Dr | Germantown | R-90 | MCPS | School | Public | 39.1888 | -77.2325 | Monopole | 101 | 0 | Jessica Bingham | 2020-08-06 | 2021-02-03 | Recommended | 7WAN144A |  | https://montgomerycountytfcg.s3.amazonaws.com/Applications/MC2020081229+Application.pdf
2020081230 | T-Mobile | T-Mobile proposes to remove and replace (3) panel antennas, install (3) new RRUs, as well as remove (1) cabinet and install (2) new cabinets at the existing telecom building site. No ground work. | Minor Modification | Woodside Manor | 57 | 2114 | Dexter Ave | Silver Spring | R-10 | Woodside Manor LP |  | Private | 39.0212 | -77.0461 | Building | 75 | 0 | Caitlin Ratzlaff | 2020-08-06 | 2020-10-07 | Recommended | 7WAN453D |  | https://montgomerycountytfcg.s3.amazonaws.com/Applications/MC2020081230+Application.pdf
2020071226 | T-Mobile | Remove four antennas and four RRHs. Add eight antennas and eight RRHs at 39'11"/43'5" on an existing 32' building. | Minor Modification | Grand Bel Manor | 606 | 3844 | Bel Pre Rd | Silver Spring | R-20 | Grand Bel Manor Condominiums |  | Private | 39.0917 | -77.0758 | Building | 36.5 | 0 | Sonya Hemphill | 2020-07-29 | 2020-09-02 | Recommended | 7WAN627B |  | https://montgomerycountytfcg.s3.amazonaws.com/Applications/MC2020071226+Application.pdf
2020071224 | T-Mobile | Remove and replace three antennas. Add three RRHs at 62' on an existing 53' building. | Minor Modification | EZ Storage - Takoma Park | 388 | 1352 | Holton Ln | Adelphi | CRT-2.5 C-2.5 R-1.5 H-80 | Takoma Park Land LLLP |  | Private | 38.9858 | -76.9853 | Building | 33.3 | 0 | Sonya Hemphill | 2020-07-27 | 2020-09-02 | Recommended | 7WAS562A |  | https://montgomerycountytfcg.s3.amazonaws.com/Applications/MC2020071224+Application.pdf
2020071222 | Verizon Wireless | Remove six antennas and three RRHs. Add six antennas and six RRHs at 171' on a 170' monopole. | Minor Modification | Aspen Monopole | 104 | 15710 | New Hampshire Ave | Silver Spring | RE-2 | Michael A. Grodin |  | Private | 39.1161 | -76.9962 | Monopole | 172 | 0 | Joseph Stewart | 2020-07-22 | 2020-09-02 | Recommended | Browns Corner |  | https://montgomerycountytfcg.s3.amazonaws.com/Applications/MC2020071222+Application.pdf
2020071223 | Fox TV | Add two antennas and two microwave dish antennas at 160'/525'/775' on an existing 745' tower. | Minor Modification | Pinnacle Towers | 21 | 5202 | River Rd | Bethesda | IM-2.5 H-50 | Pinnacle Towers Inc |  | Private | 38.9639 | -77.1047 | Tower | 744.5 | 0 | Steven Fanshaw | 2020-07-22 | 2020-09-02 | Withdrawn | Bethesda (River Rd) |  | https://montgomerycountytfcg.s3.amazonaws.com/Applications/MC2020071223.pdf
2020071219 | T-Mobile | Remove and replace six antennas and three RRHs. Add three RRHs at 111' on an existing 82' building. | Minor Modification | Adventist Hospital | 329 | 7600 | Carroll Ave | Takoma Park | R-60 | Adventist Health Care Mid-Atl |  | Private | 38.9852 | -77.0014 | Building | 82 | 0 | Sonya Hemphill | 2020-07-21 | 2020-08-05 | Recommended | 7WAS230D |  | https://montgomerycountytfcg.s3.amazonaws.com/Applications/MC2020071219+Application.pdf
2020071220 | T-Mobile | Remove six antennas and three RRHs. Add six antennas and six RRHs at 168/179 on an existing 162' building. | Minor Modification | Parkside Plaza | 255 | 9039 | Sligo Creek Pkwy | Silver Spring | R-10 | Parkside Plaza Condo |  | Private | 39.0042 | -77.0136 | Building | 150 | 0 | Sonya Hemphill | 2020-07-21 | 2020-08-05 | Recommended | 7WAN302C |  | https://montgomerycountytfcg.s3.amazonaws.com/Applications/MC2020071220+Application.pdf
2020071221 | T-Mobile | Add three antennas and four RRHs at 59' on an existing 50' building. | Minor Modification | Crossroads Building | 273 | 7676 | New Hampshire Ave | Takoma Park | CRT-2.5 | 7676 New Hampshire L.P. |  | Private | 38.9874 | -76.9885 | Building | 40 | 0 | Sonya Hemphill | 2020-07-21 | 2020-08-05 | Recommended | 7WAS243A |  | https://montgomerycountytfcg.s3.amazonaws.com/Applications/MC2020071221+Application.pdf
2020071217 | T-Mobile | T-Mobile proposes to remove (6) existing antennas and install (9) new panel antennas at the existing building telecom site. T-Mobile also proposes to install (6) new RRU's, and install (2) new cabinets. No ground work. | Minor Modification | Halle Building | 109 | 2900 | Linden Ln | Silver Spring | EOF-1.5 | Halle, Warren E & MD |  | Private | 39.0149 | -77.0576 | Building | 36 | 0 | Caitlin Ratzlaff | 2020-07-20 | 2020-10-07 | Recommended | 7WAN060A |  | https://montgomerycountytfcg.s3.amazonaws.com/Applications/MC2020071217+Application.pdf
2020071218 | T-Mobile | Remove and replace three antennas. Add three RRHs at 55' on an existing 49'6" building. | Minor Modification | Wildwood Medical Center | 367 | 10401 | Old Georgetown Rd | Bethesda | CRT-1.25 | Wildwood Medical Center |  | Private | 39.0265 | -77.1251 | Building | 50 | 0 | Caitlin Ratzlaff | 2020-07-20 | 2020-09-02 | Recommended | 7WAN106B |  | https://montgomerycountytfcg.s3.amazonaws.com/Applications/MC2020071218+Application.pdf
2020071216 | T-Mobile | Remove two antennas and one RRH. Add three antennas and three RRHs at 120' on an existing 113' building. | Minor Modification | Renaissance Plaza Apts | 16 | 14000 | Castle Blvd | Silver Spring | R-20 | Renaissance Plaza Condo |  | Private | 39.0858 | -76.9419 | Building | 100 | 0 | Caitlin Ratzlaff | 2020-07-17 | 2020-08-05 | Recommended | 7WAN058A |  | https://montgomerycountytfcg.s3.amazonaws.com/Applications/MC2020071216+Application.pdf
2020071214 | AT&T Wireless | Relocate three antennas. Add three antennas and three RRHs at 98' on an existing 72' building. | Minor Modification | Wayne Manchester Towers | 229.2 | 25 | Wayne Ave E | Silver Spring | R-10 | Wayne Manchester Limited Partnership |  | Private | 38.9998 | -77.0088 | Building | 79 | 0 | Ryan Fitzgerald | 2020-07-16 | 2020-09-02 | Recommended | Plymouth |  | https://montgomerycountytfcg.s3.amazonaws.com/Applications/MC2020071214+Application.pdf
2020071215 | AT&T Wireless | Remove and replace three antennas and six RRHs at 175' on an existing 153' building. | Minor Modification | Rock Creek Terrace Apts | 8 | 12630 | Veirs Mill Rd | Rockville | R-10 | Rock Creek Terrace LP |  | Private | 39.0631 | -77.0964 | Building | 153 | 0 | Ryan Fitzgerald | 2020-07-16 | 2020-09-02 | Recommended | Walbridge |  | https://montgomerycountytfcg.s3.amazonaws.com/Applications/MC2020071215+Application.pdf
2020071213 | AT&T Wireless | Remove and replace three antennas. Add three RRHs at 111' on an existing 135' water tank. | Minor Modification | Cabin John Water Tank | 132 | 6711 | Tomlinson Terr | Cabin John | R-200 | WSSC | WSSC | Public | 38.9782 | -77.1597 | Water Tank | 133.5 | 0 | Ryan Fitzgerald | 2020-07-15 | 2020-08-05 | Recommended | Cabin John |  | https://montgomerycountytfcg.s3.amazonaws.com/Applications/MC2020071213+Application.pdf
2020061195 | T-Mobile | Add three antennas and three RRHs at 81' on an existing 68' building. | Minor Modification | Writ Building | 39 | 10400 | Connecticut Ave | Kensington | CRT-2.5 | Knowles Associates |  | Private | 39.0271 | -77.077 | Building | 68 | 0 | Caitlin Ratzlaff | 2020-07-13 | 2020-08-05 | Recommended | 7WAN041A |  | https://montgomerycountytfcg.s3.amazonaws.com/Applications/MC2020061195+Application.pdf
2020071210 | T-Mobile | Remove nine antennas and nine RRHs. Add nine antennas and three RRHs at 110' on an existing 84' building. | Minor Modification | 962 Wayne Ave | 46 | 962 | Wayne Ave | Silver Spring | CR-5.0 | Bsrep II MD Office Wayne LLC |  | Private | 38.9943 | -77.026 | Building | 112 | 0 | Caitlin Ratzlaff | 2020-07-13 | 2020-08-05 | Recommended | 7WAN010A |  | https://montgomerycountytfcg.s3.amazonaws.com/Applications/MC2020071210+Application.pdf
2020071211 | T-Mobile | Remove two antennas and one RRH. Add three antennas and three RRHs at 105' on an existing 124' water tank. | Minor Modification | Cabin John Water Tank | 132 | 6711 | Tomlinson Terr | Cabin John | R-200 | WSSC | WSSC | Public | 38.9782 | -77.1597 | Water Tank | 133.5 | 0 | Caitlin Ratzlaff | 2020-07-13 | 2020-08-05 | Recommended | 7WAN016A |  | https://montgomerycountytfcg.s3.amazonaws.com/Applications/MC2020071211+Application.pdf
2020071212 | T-Mobile | Remove two antennas. Add three antennas and three RRHs at 155' on an existing 143' building. | Minor Modification | Continental Plaza | 154 | 7101 | Wisconsin Ave | Bethesda | CR-3.0 C-3.0 R-2.75 H-145 | 7101 Wisconsin Owner LLC |  | Private | 38.9803 | -77.0918 | Building | 145 | 0 | Caitlin Ratzlaff | 2020-07-13 | 2020-08-05 | Recommended | 7WAN266B |  | https://montgomerycountytfcg.s3.amazonaws.com/Applications/MC2020071212+Application.pdf
2020061190 | AT&T Wireless | AT&T will be proposing to install a 3 sector site, all sectors mounted on the existing privacy wall. AT&T will propose a total of 12 antennas and 15 radio-heads. A steel platform to hold the equipment cabinets and natural gas generator will sit inside the | Colocation | Milestone Center Ct Building | 700 | 12410 | Milestone Center Ct | Germantown | CR-2.0 | WMMH BUILDING 2 LLC |  | Private | 39.2006 | -77.2629 | Building | 83.5 | 0 | Ryan Graham Triller | 2020-07-10 | 2020-10-07 | Recommended | Archstone |  | https://montgomerycountytfcg.s3.amazonaws.com/Applications/MC2020061190+Application+%26+Report.pdf
2020061198 | T-Mobile | Remove and replace four antennas. Add four RRHs at 140' on an existing 122' building. | Minor Modification | Arcola Towers-Montgomery | 374 | 1135 | University Blvd | Silver Spring | R-H | Arcola Towers Rad Limited Partnership | County | Public | 39.0388 | -77.0306 | Building | 122 | 0 | Katherine Blackwood | 2020-07-10 | 2020-08-05 | Recommended | 7WAN139F |  | https://montgomerycountytfcg.s3.amazonaws.com/Applications/MC2020061198+Application.pdf
2020071206 | T-Mobile | Add four antennas and four RRHs at 120'/136' on an existing 117' building. | Minor Modification | Battery Park | 145 | 7979 | Old Georgetown Rd | Bethesda | CR-3.0 | Jamal's 7979 LLC |  | Private | 38.9893 | -77.1012 | Building | 120 | 0 | Katherine Blackwood | 2020-07-09 | 2020-08-05 | Recommended | 7WDC444B |  | https://montgomerycountytfcg.s3.amazonaws.com/Applications/MC2020071206.+Application.pdf
2020071205 | Verizon Wireless | Remove nine antennas and three RRHs. Add six antennas and six RRHs at 175' on an existing 193' tower. | Minor Modification | Ferguson Farm | 63 | 14825 | Comus Rd | Boyds | AR | John W. Ferguson |  | Private | 39.2448 | -77.3004 | Tower | 193 | 0 | Joseph Stewart | 2020-07-07 | 2020-09-02 | Recommended | Clarksburg |  | https://montgomerycountytfcg.s3.amazonaws.com/Applications/MC2020071205+Application.pdf
2020071204 | T-Mobile | Remove six antennas and three RRHs. Add nine antennas and six RRHs at 51' on an existing 45' building. | Minor Modification | Hampshire West Apts | 303 | 1412(AKA 1432) | Hampshire West Ct | Silver Spring | R-20 | Hampshire West LLC |  | Private | 39.0082 | -76.9832 | Building | 45 | 0 | Katherine Blackwood | 2020-07-06 | 2020-08-05 | Recommended | 7WAN271B |  | https://montgomerycountytfcg.s3.amazonaws.com/Applications/MC2020071204+Application.pdf
2020071203 | T-Mobile | Remove and replace three antennas. Add three RRHs at 70'5" on an existing 54' building. | Minor Modification | Phillips Office Building | 279 | 9420 | Key West Ave | Rockville | LSC-1.0 H-110 T | Key West III LP |  | Private | 39.1029 | -77.1938 | Building | 54.25 | 0 | Katherine Blackwood | 2020-07-01 | 2020-08-05 | Recommended | 7WAN094C |  | https://montgomerycountytfcg.s3.amazonaws.com/Applications/MC2020071203+Application.pdf
2020061200 | T-Mobile | Remove six antennas. Add nine antennas and six RRHs at 127' on an existing 136'5" tower. | Minor Modification | Pepco 111-S | 224 | 7600 | Hadley Farms Dr | Gaithersburg | R-90 | Pepco | Pepco | Private | 39.1856 | -77.1521 | Tower | 135 | 0 | Katherine Blackwood | 2020-06-30 | 2020-08-05 | Recommended | 7WAN156D |  | https://montgomerycountytfcg.s3.amazonaws.com/Applications/MC2020061200+Application.pdf
2020061179 | Sprint/Nextel | Add three non-penetrating ballast roof mounts and relocate three antennas on an existing 159' building. | Minor Modification | Chevy Chase Building | 18 | 5530 | Wisconsin Ave | Chevy Chase | CR-3.0 C-2.0 R-2.75 H-90 T | Friendship Propertie |  | Private | 38.9648 | -77.0883 | Building | 160 | 0 | Michael Graff | 2020-06-29 | 2020-08-05 | Recommended | DC03XC304 |  | https://montgomerycountytfcg.s3.amazonaws.com/Applications/MC2020061179+Application.pdf
2020061197 | T-Mobile | Remove six antennas. Add nine antennas and six RRHs at 121' on an existing 129' tower. | Minor Modification | Pepco 106-N | 378.01 |  | East Village Ave @ Doubleland Rd | Gaithersburg | R-200 | Pepco | Pepco | Private | 39.1866 | -77.169 | Tower | 131 | 0 | Katherine Blackwood | 2020-06-29 | 2020-08-05 | Recommended | 7WAN355A |  | https://montgomerycountytfcg.s3.amazonaws.com/Applications/MC2020061197+Application.pdf
2020061193 | AT&T Wireless | Add a 30kW generator on a 4'x10' concrete pad at the base of an existing 120' monopole. | Minor Modification | Extra Space Storage | 350 | 19500 | Frederick Rd | Germantown | GR-1.5 H-45 | Extra Space Properties 131 LLC |  | Private | 39.1755 | -77.24 | Monopole | 120 | 0 | Catherine Conklin | 2020-06-25 | 2020-10-07 | Recommended | Madrigal |  | https://montgomerycountytfcg.s3.amazonaws.com/Applications/MC2020061193+Application.pdf
2020061194 | AT&T Wireless | Add a 30kW generator on a 4'x10' concrete pad at the base of an existing 116' monopole. | Minor Modification | Northwood High School | 192 | 919 | University Blvd | Silver Spring | R-60 | Board of Education | School | Public | 39.0366 | -77.0223 | Monopole | 110 | 0 | Catherine Conklin | 2020-06-25 | 2020-08-05 | Recommended | Springbrook Manor |  | https://montgomerycountytfcg.s3.amazonaws.com/Applications/MC2020061194+Application.pdf
2020061192 | T-Mobile | T-Mobile is removing (3) existing antennas and (3) RRHs. They are adding (9) new antennas and (6) RRhs on existing monopole structure. | Minor Modification | Oakmont Monopole | 3 | 16801 | Oakmont Ave | Gaithersburg | IM-2.5 H-50 | 16801 Oakmont Avenue LLC |  | Private | 39.1315 | -77.174 | Monopole | 191 | 0 | Steven Fanshaw | 2020-06-23 | 2020-10-07 | Recommended | 7WAN082A |  | https://montgomerycountytfcg.s3.amazonaws.com/Applications/MC2020061192+Application.pdf
2020061191 | Verizon Wireless | Add two antennas at 63' on an existing 52' building. | Minor Modification | Shady Grove Medical Center | 401 | 9850 | Key West Ave | Darnestown | CR-1.0 C-0.5 R-1.0 H-150 | HSRE-Cap Med Shady Grove Med Village LLC |  | Private | 39.1004 | -77.2104 | Building | 52 | 0 | Shea Beltran | 2020-06-22 | 2020-08-05 | Recommended | West Rockville Relo |  | https://montgomerycountytfcg.s3.amazonaws.com/Applications/MC2020061191+Application.pdf
2020061186 | Verizon Wireless | Remove twelve antennas and six RRHs. Add nine antennas and six RRHs at 98'/100' on an existing 93' building. | Minor Modification | Sudbury House Condo | 38 | 2100 | Washington Avenue | Silver Spring | R-10 | Sudbury House Condominiums |  | Private | 38.9942 | -77.0454 | Building | 95 | 0 | Shea Beltran | 2020-06-16 | 2020-07-01 | Recommended | East West Highway |  | https://montgomerycountytfcg.s3.amazonaws.com/Applications/MC2020061186+Application.pdf
2020061187 | Verizon Wireless | Remove and replace one antenna at 40' on an existing 38' light pole. | Minor Modification | Aspen Hill - Small cell 1 | 480.02 | 13601 | Connecticut Ave | Silver Spring | NR-0.75 | Aspen Hill Ventures, LLC |  | Private | 39.0802 | -77.0785 | Light Pole | 41 | 0 | Shea Beltran | 2020-06-16 | 2020-07-01 | Not Recommended | Aspen Hill 1 |  | https://montgomerycountytfcg.s3.amazonaws.com/Applications/MC2020061187+Application.pdf
2020061188 | Verizon Wireless | Remove nine antennas and nine RRHs. Add six antennas and six RRHs at 120' on an existing 115' building. | Minor Modification | Palisades Apts | 422 | 4853 | Cordell Ave | Bethesda | CR-5.0 C-5.0 R-5.0 H-175 | Triangle Towers LLC |  | Private | 38.9902 | -77.0981 | Building | 115.5 | 0 | Shea Beltran | 2020-06-16 | 2020-07-01 | Recommended | Bethesda |  | https://montgomerycountytfcg.s3.amazonaws.com/Applications/MC2020061188+Application.pdf
2020061181 | T-Mobile | T-Mobile proposes to remove and replace (9) panel antennas, as well as remove (3) RRUs and install (6) RRUs at the existing telecom watertank site. No ground work. | Minor Modification | Bradley Water Tank 1 | 72.01 | 5603 | Radnor Rd | Bethesda | R-90 | WSSC | WSSC | Public | 38.9804 | -77.1137 | Water Tank | 108 | 0 | Caitlin Ratzlaff | 2020-06-12 | 2020-10-07 | Recommended | 7WAN035A |  | https://montgomerycountytfcg.s3.amazonaws.com/Applications/MC2020061181+Application.pdf
2020061182 | T-Mobile | Remove and replace three antennas. Add three RRHs at 141' on an existing 216' water tank. | Minor Modification | Colesville Tank | 138 | 2201 | Industrial Pkwy | Silver Spring | CR-1.0 C-1.0 R-0.5 H-220 | WSSC | WSSC | Public | 39.0495 | -76.9633 | Water Tank | 216 | 0 | Caitlin Ratzlaff | 2020-06-12 | 2020-07-01 | Recommended | 7WAN113A |  | https://montgomerycountytfcg.s3.amazonaws.com/Applications/MC2020061182+Application.pdf
2020061183 | T-Mobile | T-Mobile proposes to remove and replace (6) antennas, remove and replace (3) RRU's, remove (1) cabinet, and install (2) new cabinets at the existing telecom rooftop site. No ground work. | Minor Modification | White Oak Towers Apts | 32 | 11700 | Old Columbia Pike | Silver Spring | R-10 | Old Columbia Pike Ltd. |  | Private | 39.0494 | -76.9805 | Building | 189 | 0 | Caitlin Ratzlaff | 2020-06-12 | 2020-10-07 | Recommended | 7WAN354A |  | https://montgomerycountytfcg.s3.amazonaws.com/Applications/MC2020061183+Application.pdf
2020061184 | T-Mobile | T-Mobile proposes to remove (4) panel antennas, and install (8) new panel antennas, as well as remove (4) RRU's and install (8) new RRUs. T-Mobile also proposes to install (2) new cabinets. No ground work. | Minor Modification | Century 21 Building | 334 | 20010 | Century Blvd | Germantown | CR-2.0 | Rickman Century LLC |  | Private | 39.1856 | -77.26 | Building | 60 | 0 | Caitlin Ratzlaff | 2020-06-12 | 2020-10-07 | Recommended | 7WAN633E |  | https://montgomerycountytfcg.s3.amazonaws.com/Applications/MC2020061184+Application.pdf
2020061185 | T-Mobile | T-Mobile proposes to remove (3) antennas and install (6) new panel antennas, and remove and replace (6) RRU's. T-Mobile also proposes to install (2) new cabinets and extend T-Mobile’s equipment pad at the existing water tank telecom site. No ground work | Minor Modification | Olney Water Tank | 25 | 17710 | Buehler Rd | Olney | RT-12.5 | WSSC | WSSC | Public | 39.1478 | -77.0644 | Water Tank | 118 | 0 | James Marquez | 2020-06-12 | 2021-02-03 | Recommended | 7WAN027A |  | https://montgomerycountytfcg.s3.amazonaws.com/Applications/MC2020061185+Application.pdf
2020061176 | AT&T Wireless | Remove and replace three antennas and six RRHs at 103'/121' on an existing 95' building. | Minor Modification | Hampshire Towers | 326 | 7401 | New Hampshire Ave | Takoma Park | CRT-2.0, C-0.5, R-1.5, H-130 | Oxon Equities Corp |  | Private | 38.9834 | -76.9872 | Building | 95.83 | 0 | Ryan Fitzgerald | 2020-06-10 | 2020-07-01 | Recommended | Gail Brenner |  | https://montgomerycountytfcg.s3.amazonaws.com/Applications/MC2020061176+Application.pdf
2020061177 | AT&T Wireless | Remove three antennas. Add three antennas and three RRHs at 110'/111'/116' on an existing 90' building. | Minor Modification | Summit Hills Apartments | 58 | 8484 | 16th St | Silver Spring | CR-2.5 C-0.25 R-2.5 H-145 | Summit Hills LLC |  | Private | 38.9951 | -77.037 | Building | 98.8 | 0 | Ryan Fitzgerald | 2020-06-10 | 2020-08-05 | Recommended | Falkland |  | https://montgomerycountytfcg.s3.amazonaws.com/Applications/MC2020061177+Application.pdf
2020061178 | AT&T Wireless | Remove six antennas and three RRHs. Add six antennas and six RRHs at 211'/219' on an existing 194' building. | Minor Modification | Grosvenor House Apts | 14 | 10101 | Grosvenor Pl | Rockville | R-10 | Grosvenor Park |  | Private | 39.0233 | -77.1044 | Building | 174 | 0 | Ryan Fitzgerald | 2020-06-10 | 2020-08-05 | Recommended | Grosvenor Tower |  | https://montgomerycountytfcg.s3.amazonaws.com/Applications/MC2020061178+Application.pdf
2020061172 | T-Mobile | Remove nine antennas and three RRHs. Add nine antennas and six RRHs at 165' on an existing 188' tower. | Minor Modification | Rockville Measuring Station | 102 | 15030 | Frederick Rd | Rockville | IM-2.5 H-50 | Atlantic Seaboard Corp |  | Private | 39.1021 | -77.1572 | Tower | 188 | 0 | Katherine Blackwood | 2020-06-08 | 2020-07-01 | Recommended | 7WAN092A |  | https://montgomerycountytfcg.s3.amazonaws.com/Applications/MC2020061172+Application.pdf
2020061171 | T-Mobile | Remove three antennas and three RRHs. Add nine antennas and six RRHs at 132' on an existing 137'6" tower. | Minor Modification | Pepco 660-N | 243 | 11313 | Deborah Dr | Rockville | R-90 | Pepco | Pepco | Private | 39.0401 | -77.1642 | Tower | 134 | 0 | Katherine Blackwood | 2020-06-05 | 2020-07-01 | Recommended | 7WAN275A |  | https://montgomerycountytfcg.s3.amazonaws.com/Applications/MC2020061171+Application.pdf
2020061173 | Verizon Wireless | Remove three antennas and three RRHs. Add six antennas and six RRHs at 118' on an existing 138'5" monopole. | Minor Modification | Lloyd Property | 268 | 21410 | Beallsville Rd | Dickerson | AR | DRISKELL LISBETH I DRISKELL BRIAN V |  | Private | 39.2086 | -77.3853 | Monopole | 140 | 0 | Steven Fanshaw | 2020-06-04 | 2020-08-05 | Recommended | Barnesville |  | https://montgomerycountytfcg.s3.amazonaws.com/Applications/MC2020061173+Application.pdf
2020061174 | Verizon Wireless | Remove twelve antennas and six RRHs. Add six antennas at 120' on an existing 140' monopole. | Minor Modification | Public Storage Briggs Chaney | 415 | 3351 | Briggs Chaney Rd | Silver Spring | EOF-0.75, H-100 T | Shurgard Maryland Properties Inc |  | Private | 39.075 | -76.9422 | Monopole | 140 | 0 | Steven Fanshaw | 2020-06-04 | 2020-07-01 | Recommended | Fairland |  | https://montgomerycountytfcg.s3.amazonaws.com/Applications/MC2020061174+Application.pdf
2020051170 | Verizon Wireless | Attach nine antennas and six RRHs at 150' on a 260' tower. | Colocation | Damascus Tower | 78 | 26149 | Ridge Rd | Damascus | CRT-1.75 C-1.0 R-0.75 H-55 T | Montgomery County | County | Public | 39.2864 | -77.2069 | Tower | 260 | 0 | Caitlin Ratzlaff | 2020-06-01 | 2020-08-05 | Recommended | Damascus Relocation |  | https://montgomerycountytfcg.s3.amazonaws.com/Applications/MC2020051170+Application%26Report.pdf
2020051169 | T-Mobile | Remove two antennas and one RRH. Add three antennas and three RRHs at 65' on an existing 52' building. | Minor Modification | Core Building | 290 | 12800 | Middlebrook Rd | Germantown | CR-1.25 | Gunners Lake Thirteen LP |  | Private | 39.1767 | -77.2653 | Building | 64 | 0 | Leigh Dukatt | 2020-05-28 | 2020-08-05 | Recommended | 7WAN264 |  | https://montgomerycountytfcg.s3.amazonaws.com/Applications/MC2020051169+Application.pdf
2020051168 | AT&T Wireless | Remove an existing concrete pad. Install a new 10'x4' concrete pad and a 30 kW diesel generator. | Minor Modification | Baptist Home | 147 | 6301 | Greentree Rd | Bethesda | R-60 | Baptist Home for Children |  | Private | 39.0026 | -77.1273 | Monopole | 120 | 0 | Michael J. Rebner | 2020-05-27 | 2020-07-01 | Recommended | Bradley Hills / FA10004719 |  | https://montgomerycountytfcg.s3.amazonaws.com/Applications/MC2020051168+Application.pdf
2020051167 | Verizon Wireless | Attach six antennas and six remote radio heads (RRH) at 140' on an existing 225' tower. Equipment to be installed on a proposed 9'x17' concrete pad and lease area within the existing compound. | Colocation | Haights Branch Tower | 112 | 5229 | Damascus Rd | Gaithersburg | AR | LECHLIDER DOUGLAS E & ROBIN L |  | Private | 39.2431 | -77.101 | Tower | 225 | 0 | Katherine Blackwood | 2020-05-22 | 2020-07-01 | Recommended | Haights Branch |  | https://montgomerycountytfcg.s3.amazonaws.com/Applications/MC2020051167+Application%26Report.pdf
2020051165 | T-Mobile | Remove and replace three antennas. Add three RRHs at 110' on an existing 110' building. | Minor Modification | Takoma Business Center | 254 | 6930 | Carroll Ave | Takoma Park | CRT-1.5 C-1.5 R-0.5 H-50 | Takoma Business Center LLC |  | Private | 38.9753 | -77.0141 | Building | 110 | 0 | Leigh Dukatt | 2020-05-20 | 2020-06-03 | Recommended | 7WAN103 |  | https://montgomerycountytfcg.s3.amazonaws.com/Applications/MC2020051165+Application+1.pdf
2020051166 | Verizon Wireless | Remove and replace nine antennas. Add six RRHs at 121' on an existing 126' tower. | Minor Modification | Pepco 636-S | 311.02 | 13900 | Piney Meetinghouse Rd | Rockville | RE-2 | Pepco | Pepco | Private | 39.0679 | -77.23 | Tower | 126.5 | 0 | Shea Beltran | 2020-05-20 | 2020-07-01 | Recommended | Travilah |  | https://montgomerycountytfcg.s3.amazonaws.com/Applications/MC2020051166+Application.pdf
2020051163 | Verizon Wireless | Remove and replace six antennas. Add six RRHs at 141' on an existing 146' tower. | Minor Modification | Pepco 660-S | 272 | 11200 | Deborah Dr | Bethesda | R-90 | Pepco | Pepco | Private | 39.04 | -77.1646 | Tower | 146 | 0 | Shea Beltran | 2020-05-19 | 2020-06-03 | Recommended | Tuckerman |  | https://montgomerycountytfcg.s3.amazonaws.com/Applications/MC2020051163Application.pdf
2020051164 | Verizon Wireless | Remove six antennas and three RRHs. Add six antennas and six RRHs at 103' on an existing 160' monopole. | Minor Modification | Fire Station 31 | 10 | 12100 | Darnestown Rd | Gaithersburg | R-200 | Montgomery County |  | Public | 39.1161 | -77.2512 | Monopole | 161 | 0 | Shea Beltran | 2020-05-19 | 2020-06-03 | Recommended | Quince Orchard |  | https://montgomerycountytfcg.s3.amazonaws.com/Applications/MC2020051164Application.pdf
2020051161 | T-Mobile | T-Mobile is removing (8) existing antennas and (4) RRH. They are adding (12) new antennas and (8) RRhs on existing monopole structure. | Minor Modification | Shady Grove Tower | 137.02 | 8620 | Pleasant Rd | Gaithersburg | GR-1.5 | WSSC |  | Public | 39.1199 | -77.1796 | Tower | 250 | 0 | Leigh Dukatt | 2020-05-15 | 2021-02-03 | Recommended | 7WAN109C |  | https://montgomerycountytfcg.s3.amazonaws.com/Applications/MC2020051161+Application.pdf
2020051158 | AT&T Wireless | AT&T is removing (3) existing antennas and (6) RRHs. They are adding (3) new antennas and (6) RRhs on existing building structure. | Minor Modification | Woodside Water Tank | 1 | 1945 | Seminary Pl | Silver Spring | R-60 | WSSC | WSSC | Public | 39.0099 | -77.0425 | Water Tank | 117 | 0 | Ryan Fitzgerald | 2020-05-14 | 2020-10-07 | Recommended | AWE - Boyer Pl |  | https://montgomerycountytfcg.s3.amazonaws.com/Applications/MC2020051158+Application.pdf
2020051159 | AT&T Wireless | Remove and replace three antennas. Add three RRHs at 110' on an existing 102' water tank. | Minor Modification | Bradley Water Tank 2 | 72.02 | 5603 | Radnor Rd | Bethesda | R-90 | WSSC | WSSC | Public | 38.9801 | -77.1136 | Water Tank | 106 | 0 | Ryan Fitzgerald | 2020-05-14 | 2020-06-03 | Recommended | Kenwood Water Tank |  | https://montgomerycountytfcg.s3.amazonaws.com/Applications/MC2020051159Application.pdf
2020051150 | AT&T Wireless | Remove and replace eight antennas and four RRHs at 138' on an existing 128'6" building. | Minor Modification | Crescent Bldg | 84 | 4600 | East-West Hwy | Bethesda | CR-5.0 C-5.0 R-4.75 H-175 | Bethesda Crescent 4600 CO Limited Prtnrship |  | Private | 38.9845 | -77.0929 | Building | 128.83 | 0 | Ryan Fitzgerald | 2020-05-13 | 2020-06-03 | Recommended | Crescent |  | https://montgomerycountytfcg.s3.amazonaws.com/Applications/MC2020051150Application.pdf
2020051144 | AT&T Wireless | Add three antennas and three RRHs at 90' on an existing 57'10" building. | Minor Modification | Goldsboro Rd Site | 129 | 6400 | Goldsboro Rd | Bethesda | CRT-0.75 C-0.75 R-0.25 H-35 | 6400 Goldsboro LLC |  | Private | 38.9701 | -77.1296 | Building | 55.8 | 0 | Ryan Fitzgerald | 2020-05-12 | 2020-06-03 | Recommended | Glen Echo |  | https://montgomerycountytfcg.s3.amazonaws.com/Applications/MC2020051144Application.pdf
2020051145 | T-Mobile | Remove two antennas and one RRH. Add six antennas and three RRHs at 166' on an existing 159' building. | Minor Modification | Chevy Chase Building | 18 | 5530 | Wisconsin Ave | Chevy Chase | CR-3.0 C-2.0 R-2.75 H-90 T | Friendship Propertie |  | Private | 38.9648 | -77.0883 | Building | 160 | 0 | Katherine Blackwood | 2020-05-12 | 2020-07-01 | Recommended | 7WDC027A |  | https://montgomerycountytfcg.s3.amazonaws.com/Applications/MC2020051145+Application.pdf
2020051147 | T-Mobile | Remove three antennas. Add three antennas and three RRHs at 140' on an existing 228' tower. | Minor Modification | WSSC Great Seneca | 295 | 12600 | Great Seneca Hwy | Germantown | R-200 | WSSC | WSSC | Private | 39.142 | -77.2744 | Tower | 200 | 0 | Katherine Blackwood | 2020-05-12 | 2020-06-03 | Recommended | 7WAN299A |  | https://montgomerycountytfcg.s3.amazonaws.com/Applications/MC2020051147+Application.pdf
2020051148 | T-Mobile | Remove two antennas and one RRH. Add three antennas and three RRHs at 82'/85' on an existing 75' building. | Minor Modification | Walkers House | 144 | 18700 | Walkers Choice Rd | Gaithersburg | R-10 | Walker House Owner LLC |  | Private | 39.163 | -77.2051 | Building | 76 | 0 | Katherine Blackwood | 2020-05-12 | 2020-06-03 | Recommended | 7WAN246E |  | https://montgomerycountytfcg.s3.amazonaws.com/Applications/MC2020051148+Application.pdf
2020051142 | MCRCS | Attach three antennas and two microwave dishes at 134'/167'/251' on a 250' tower. Equipment to be installed within an existing equipment shelter. | Colocation | ICC/Georgia Ave | 622 |  | Clover Leaf at MD 200 and MD 97 | Olney |  | Maryland State Highway Administration |  | Private | 39.1192 | -77.0758 | Tower | 0 | 0 | Tessia D Knight | 2020-05-07 | 2020-06-03 | Recommended | ICC/Georgia Avenue |  | https://montgomerycountytfcg.s3.amazonaws.com/Applications/MC2020051142Application%26Report.pdf
2020051143 | T-Mobile | Remove and replace three antennas and three RRHs at 100' on an existing 100' monopole. | Minor Modification | Earhart Monopole | 412 | 18920 | Earhart Ct | Gaithersburg | IL-1.0 | Storage Portfolio LLC |  | Private | 39.1689 | -77.1731 | Monopole | 100 | 0 | Michael Wingard | 2020-05-07 | 2020-06-03 | Recommended | 7WAN386A |  | https://montgomerycountytfcg.s3.amazonaws.com/Applications/MC2020051143+Application.pdf
2020051134 | T-Mobile | Remove four antennas and four RRHs. Add eight antennas and four RRHs at 141' on an existing 130' building. | Minor Modification | Park Montgomery Apts | 26 | 8860 | Piney Branch Rd | Silver Spring | R-H | Park Montgomery Limited Prtnrshp |  | Private | 39.0005 | -76.9917 | Building | 147 | 0 | Leigh Dukatt | 2020-05-01 | 2020-06-03 | Recommended | 7WAN014 |  | https://montgomerycountytfcg.s3.amazonaws.com/Applications/MC2020051134+Application.pdf
2020051135 | T-Mobile | Remove two antennas and one RRH. Add three antennas and three RRHs at 175' on an existing 156' building. | Minor Modification | Rock Creek Terrace Apts | 8 | 12630 | Veirs Mill Rd | Rockville | R-10 | Rock Creek Terrace LP |  | Private | 39.0631 | -77.0964 | Building | 153 | 0 | Leigh Dukatt | 2020-05-01 | 2020-06-03 | Recommended | 7WAN079 |  | https://montgomerycountytfcg.s3.amazonaws.com/Applications/MC2020051135+Application.pdf
2020051136 | T-Mobile | Remove five antennas and one RRH. Add six antennas and three RRHs at 174' on an existing 161' building. | Minor Modification | Berkshire Towers | 42.01 | 11235 | Oak Leaf Dr | Silver Spring | R-10 | Enclave Holdings LLC Nonconnah Holdings LLC |  | Private | 39.0413 | -76.9934 | Building | 165 | 0 | Leigh Dukatt | 2020-05-01 | 2020-06-03 | Recommended | 7WAN003 |  | https://montgomerycountytfcg.s3.amazonaws.com/Applications/MC2020051136+Application.pdf
2020041129 | T-Mobile | Remove nine antennas and two RRHs. Add nine antennas and six RRHs at 59' on an existing 44' building. | Minor Modification | National 4-H Council Bldg | 44 | 7100 | Connecticut Ave | Chevy Chase | R-60 | National 4-H Council |  | Private | 38.981 | -77.0788 | Building | 36 | 0 | Caitlin Ratzlaff | 2020-04-29 | 2020-07-01 | Recommended | 7WAN008A |  | https://montgomerycountytfcg.s3.amazonaws.com/Applications/MC2020041129+Application.pdf
2020041130 | T-Mobile | Remove five antennas and four RRHs. Add six antennas and six RRHs at 175' on an existing 145' building. | Minor Modification | Westlake Towers | 155 | 7420 | Westlake Terr | Bethesda | R-H | Westlake Park Condo |  | Private | 39.026 | -77.1508 | Building | 144.5 | 0 | Caitlin Ratzlaff | 2020-04-29 | 2020-07-01 | Recommended | 7WAN051A |  | https://montgomerycountytfcg.s3.amazonaws.com/Applications/MC2020041130+Application.pdf
2020041131 | T-Mobile | Remove and replace three antennas. Add three RRHS at 90' on an existing 83' building. | Minor Modification | Kensington House | 325 | 10225 | Frederick Ave | Kensington | R-10 | Bimblich-Diener & Co LLC |  | Private | 39.0247 | -77.0697 | Building | 83 | 0 | Caitlin Ratzlaff | 2020-04-29 | 2020-07-01 | Recommended | 7WAN104A |  | https://montgomerycountytfcg.s3.amazonaws.com/Applications/MC2020041131+Application.pdf
2020041132 | T-Mobile | Remove six antennas and three RRHs. Add six antennas and six RRHs at 183' on an existing 150' building. | Minor Modification | Westwood Towers Apts | 33 | 5401 | Westbard Ave | Bethesda | CRT-3.0 | Housing Opportunities Comm Montgomery County |  | Private | 38.9643 | -77.1062 | Building | 150 | 0 | Caitlin Ratzlaff | 2020-04-29 | 2020-07-01 | Recommended | 7WAN033A |  | https://montgomerycountytfcg.s3.amazonaws.com/Applications/MC2020041132+Application.pdf
2020041133 | T-Mobile | Remove six antennas and three RRHs. Add nine antennas and six RRHs at 130'/137' on an existing 126' water tank. | Minor Modification | Falls Rd Tank | 133 | 8505 | Aqueduct Rd | Potomac | R-90 | WSSC | WSSC | Public | 39.0598 | -77.1744 | Water Tank | 139 | 0 | James Marquez | 2020-04-29 | 2021-02-03 | Recommended | 7WAN036A |  | https://montgomerycountytfcg.s3.amazonaws.com/Applications/MC2020041133+Application.pdf
2020041128 | T-Mobile | Remove three antennas and three RRHs. Add six antennas and three RRHs at 62' on an existing 53' building. | Minor Modification | EZ Storage - Takoma Park | 388 | 1352 | Holton Ln | Adelphi | CRT-2.5 C-2.5 R-1.5 H-80 | Takoma Park Land LLLP |  | Private | 38.9858 | -76.9853 | Building | 33.3 | 0 | Levi Potensky | 2020-04-24 | 2020-06-03 | Recommended | 7WAS562A |  | https://montgomerycountytfcg.s3.amazonaws.com/Applications/MC2020041128Application.pdf
2020041126 | AT&T Wireless | Remove and replaced six antennas and nine RRHs at 118' on an existing 130' monopole. | Minor Modification | Avenel Golf Course | 55 | 10010 | Oaklyn Dr | Potomac | RE-2C | WSSC | WSSC | Public | 38.9951 | -77.2038 | Monopole | 130 | 0 | Joseph Stewart | 2020-04-03 | 2020-05-06 | Recommended | Kemper II |  | https://montgomerycountytfcg.s3.amazonaws.com/Applications/MC2020041126+Application.pdf
2020041124 | T-Mobile | Add three antennas and three RRHs at 80' on an existing 120' monopole. | Minor Modification | Airpark Industrial Center | 83 | 7707 | Airpark Rd | Gaithersburg | IL-1.0 H-50 | Crown Atlantic Co LLC |  | Private | 39.1715 | -77.1578 | Monopole | 120 | 0 | Steven Fanshaw | 2020-04-02 | 2020-05-06 | Recommended | 7WAN070F |  | https://montgomerycountytfcg.s3.amazonaws.com/Applications/MC2020041124+Application.pdf
2020031122 | T-Mobile | Remove and replace six antennas and add three RRHs at 170' on an existing 190' monopole. | Minor Modification | Clement Property | 189 | 25201 | Peach Tree Rd | Clarksburg | AR | BRINKLOW-BLOCKTOWN LLC |  | Private | 39.2672 | -77.3193 | Monopole | 190 | 0 | Kevin Feng | 2020-03-26 | 2020-06-03 | Recommended | 7WAN241A |  | https://montgomerycountytfcg.s3.amazonaws.com/Applications/MC2020031122+Application.pdf
2020031121 | Verizon Wireless | Remove twelve antennas and nine RRHs. Add six antennas and six RRHs at 96' on an existing 87'4" building. | Minor Modification | Pooks Hill Apartments | 573 | 3 | Pooks Hill Rd | Bethesda | R-H | Pooks Hill Development Corp |  | Private | 39.0141 | -77.1046 | Building | 90 | 0 | Shea Beltran | 2020-03-20 | 2020-06-03 | Recommended | Pooks Hill |  | https://montgomerycountytfcg.s3.amazonaws.com/Applications/MC2020031121Application.pdf
2020031120 | First Energy | Attach two antennas and one microwave dish at 120'/165'/205' on a 260' tower. Equipment to be installed within an existing equipment shelter. | Colocation | Damascus Tower | 78 | 26149 | Ridge Rd | Damascus | CRT-1.75 C-1.0 R-0.75 H-55 T | Montgomery County | County | Public | 39.2864 | -77.2069 | Tower | 260 | 0 | Robert A. Marquiss | 2020-03-18 | 2020-05-06 | Recommended | Damascus Tower |  | https://montgomerycountytfcg.s3.amazonaws.com/Applications/MC2020031120Application%26Report.pdf
2020031115 | Verizon Wireless | Remove and replace three RRHs. Add three antennas at 102' on an existing 105' building. | Minor Modification | Trinity United Methodist Church | 454 | 13700 | Schaeffer Rd | Germantown | R-200 | Trinity United Methodist Church | Church | Private | 39.1628 | -77.284 | Tower | 105 | 0 | Jessica Bingham | 2020-03-11 | 2020-04-01 | Recommended | Clopper Road |  | https://montgomerycountytfcg.s3.amazonaws.com/Applications/MC2020031115+Application.pdf
2020031118 | Verizon Wireless | Verizon is removing (12) antennas and (3) RRHs. They are adding (6) new antennas and (6) RRHs. | Minor Modification | Wildlife Club Monopole | 428 | 26430 | Mullinix Mill Rd | Mt. Airy | AR | Wildlife Achievement Club |  | Private | 39.2927 | -77.153 | Monopole | 149 | 0 | Michael Snowden | 2020-03-11 |  | Withdrawn | Mullinex Mill Road |  | https://montgomerycountytfcg.s3.amazonaws.com/Applications/MC2020031118.pdf
2020031116 | Verizon Wireless | Remove nine antennas and six RRHs. Add six antennas and six RRHs at 135' on an existing 275' tower. | Minor Modification | Carver Tower | 124 | 2647 | W University Blvd | Silver Spring | CR-5.0 C-4.5 R-4.5 H-130 | Bajwa Property Management LLC |  | Private | 39.0407 | -77.0549 | Tower | 275 | 0 | Shari Scoggin-Saslaw | 2020-03-10 | 2020-05-06 | Recommended | Weaton |  | https://montgomerycountytfcg.s3.amazonaws.com/Applications/MC2020031116+Application.pdf
2020031117 | AT&T Wireless | Remove two antennas and fifteen RRHs. Add two antennas and twelve RRHs at 140' on an existing 134' building. | Minor Modification | Chateau Apartments | 53.01 | 9727 | Mt. Pisgah Rd | Silver Spring | R-H | Hillzo LP |  | Private | 39.0168 | -76.9745 | Building | 159 | 0 | Ryan Fitzgerald | 2020-03-10 | 2020-05-06 | Recommended | Gill |  | https://montgomerycountytfcg.s3.amazonaws.com/Applications/MC2020031117+Application.pdf
2020021112 | Verizon Wireless | Verizon is removing (6) RRHs and they are adding (6) new RRhs on existing structure. | Minor Modification | Hughes Methodist Church | 228 | 10700 | Georgia Ave | Silver Spring | R-60 | Hughes United Methodist Church | Church | Private | 39.0303 | -77.0481 | Building | 30 | 0 | Shari Scoggin-Saslaw | 2020-02-29 | 2020-04-01 | Recommended | Dennis |  | https://montgomerycountytfcg.s3.amazonaws.com/Applications/MC2020021112+Application.pdf
2020021111 | Verizon Wireless | Remove nine antennas and six RRHs. Add six antennas and six RRHs at 107' on an existing 150' monopole. | Minor Modification | Colesville Monopole | 76 | 49 | Randolph Rd | Colesville | NR-0.75 H-45 | A.I. GLENVIEW LLC M & ML PATRIOT LLC ETAL |  | Private | 39.0764 | -77.0028 | Monopole | 150 | 0 | Joseph Stewart | 2020-02-27 | 2020-05-06 | Recommended | Colesville |  | https://montgomerycountytfcg.s3.amazonaws.com/Applications/MC2020021111+Application.pdf
2020021108 | Verizon Wireless | Remove nine antennas and six RRHs. Add six antennas and six RRHs at 165' on an existing 190' monopole. | Minor Modification | McDonnell Property | 93.01 | 20315 | Georgia Ave | Brookeville | RC | Timothy McDonnell |  | Private | 39.1899 | -77.0607 | Monopole | 188 | 0 | Michael Snowden | 2020-02-25 | 2020-05-06 | Recommended | Brookeville |  | https://montgomerycountytfcg.s3.amazonaws.com/Applications/MC2020021108Application.pdf
2020021109 | Sprint/Nextel | Remove and replace one antenna at the top of an existing 50’4" wood pole. Relocate the existing cabinet on the wood pole at approximately the same vertical height. Install a new equipment cabinet at ground level on a concrete platform; place one RRH a | Minor Modification | Pepco 734442-5931 | 618.19 | 11700 | Glen Ct | Rockville | R-200 | Pepco | Pepco | Private | 39.0478 | -77.2301 | Utility Pole | 43 | -1 | Thomas Kable | 2020-02-24 | 2020-04-01 | Recommended | S6 |  | https://montgomerycountytfcg.s3.amazonaws.com/Applications/MC2020021109+Application.pdf
2020021102 | Sprint/Nextel | Remove and replace one antenna at the top of an existing 43’4" wood pole. Relocate the existing cabinet on the wood pole at approximately the same vertical height. Install a new equipment cabinet at ground level on a concrete platform; place one RRH a | Minor Modification | Pepco 702485-0235 | 619.05 |  | Montevideo Rd | Poolesville | AR | Pepco | Pepco | Private | 39.0915 | -77.3448 | Utility Pole | 43 | -1 | Thomas Kable | 2020-02-14 | 2020-03-04 | Recommended | N4 |  | https://montgomerycountytfcg.s3.amazonaws.com/Applications/MC2020021102+Application.pdf
2020021100 | Verizon Wireless | Remove nine antennas and six RRHs. Add six antennas and six RRHs at 46' on an existing 42' building. | Minor Modification | Village Square Apartments | 43.02 | 12011 | Veirs Mill Rd | Silver Spring | R-30 | Grossberg Louis C ET AL |  | Private | 39.053 | -77.0756 | Building | 42 | 0 | Shari Scoggin-Saslaw | 2020-02-11 | 2020-03-04 | Recommended | Gail |  | https://montgomerycountytfcg.s3.amazonaws.com/Applications/MC2020021100+Application.pdf
2020021099 | AT&T Wireless | Remove nine antennas and six RRHs. Add six antennas and nine RRHs at 151' on an existing 161' monopole. | Minor Modification | Fire Station 31 | 10 | 12100 | Darnestown Rd | Gaithersburg | R-200 | Montgomery County |  | Public | 39.1161 | -77.2512 | Monopole | 161 | 0 | Kelsey Hollingshead | 2020-02-05 | 2020-03-04 | Recommended | Quince Orchard |  | https://montgomerycountytfcg.s3.amazonaws.com/Applications/MC2020021099+Application.pdf
2020021096 | Verizon Wireless | Remove six antennas and nine RRHs. Add nine antennas and six RRHs at 105'/108' on an existing 55'/56'/57'/58' on an existing 64' building. | Minor Modification | Woodmont Triangle Garage | 505 | 7730 | Woodmont Ave | Bethesda | CR-5.0 C-5.0 R-4.75 H-175 | Montgomery County |  | Public | 38.9874 | -77.0967 | Building | 64 | 0 | Shea Beltran | 2020-02-03 | 2020-03-04 | Recommended | Fairmont |  | https://montgomerycountytfcg.s3.amazonaws.com/Applications/MC2020021096+Application.pdf
2020011071 | AT&T Wireless | Remove six antennas and three RRHs. Add six antennas and nine RRHs at 116' on an existing 125' monopole. | Minor Modification | Barnhart Property | 220 | 24000 | Laytonsville Rd | Gaithersburg | AR | Ruppert Family 2012 Trust |  | Private | 39.2495 | -77.1449 | Monopole | 125 | 0 | Katherine Blackwood | 2020-01-30 | 2020-03-04 | Recommended | WOODFIELD |  | https://montgomerycountytfcg.s3.amazonaws.com/Applications/MC2020011071+Application.pdf
2020011092 | Verizon Wireless | Remove three RRHs. Add three antennas and three RRHs at 131'/140' on an existing 117'4" building. | Minor Modification | World Building Tower | 173 | 8121 | Georgia Ave | Silver Spring | CR-3.0 C-3.0 R-3.0 H-130 | World Building LLC |  | Private | 38.9911 | -77.0261 | Building | 117 | 0 | Shea Beltran | 2020-01-29 | 2020-03-04 | Recommended | World Building |  | https://montgomerycountytfcg.s3.amazonaws.com/Applications/MC2020011092+Application.pdf
2020011091 | Verizon Wireless | Verizon is removing (6) RRhs and adding (6) new RRhs | Minor Modification | Weitzer Property | 123 | 0 | Sugarland Rd | Poolesville | AR | BLUFFING GOAT FARM LLC |  | Private | 39.0857 | -77.3982 | Monopole | 195 | 0 | Kevin Feng | 2020-01-29 | 2020-05-06 | Recommended | Sugarland MD |  | https://montgomerycountytfcg.s3.amazonaws.com/Applications/MC2020011091Application.pdf
2020011093 | Verizon Wireless | Remove nine antennas and six RRHs. Add six antennas and six RRHs at 160' on an existing 190' watertank. | Minor Modification | Glenmont Tank | 12 | 12413 | Georgia Ave | Silver Spring | CR-2.0 C-0.5 R-1.75 H-120 | WSSC | WSSC | Public | 39.0616 | -77.0516 | Water Tank | 183 | 0 | Shea Beltran | 2020-01-29 | 2020-04-01 | Recommended | Glenmont |  | https://montgomerycountytfcg.s3.amazonaws.com/Applications/MC2020011093+Application.pdf
2020011089 | WMATA | Construct a 200' self-supporting lattice tower and install three antennas at 193'. Install an 12' x 34' equipment shelter, a 1,000-gallon liquid propane tank, 50 kW generator and a 9' chain-link fence with barbed wire at ground level. | New | WMATA - Shady Grove | 698 | 15903 | Somerville Dr | Rockville | IM-2.5 H-50 | WMATA |  | Public | 39.1227 | -77.1675 | Tower | 200 | 0 | Alexandra Bull | 2020-01-29 | 2020-03-04 | Recommended | Shady Grove |  | https://montgomerycountytfcg.s3.amazonaws.com/Applications/MC2020011089Application%26Report.pdf
2020011094 | Verizon Wireless | Remove six antennas and nine RRHs. Add nine antennas and six RRHs at 105'/108' on an existing 98'10" building. | Minor Modification | Summit Hills Apartments | 58 | 8484 | 16th St | Silver Spring | CR-2.5 C-0.25 R-2.5 H-145 | Summit Hills LLC |  | Private | 38.9951 | -77.037 | Building | 98.8 | 0 | Shea Beltran | 2020-01-29 | 2020-03-04 | Recommended | Summit Hills |  | https://montgomerycountytfcg.s3.amazonaws.com/Applications/MC2020011094+Application.pdf
2020011090 | Sprint/Nextel | Sprint is adding (6) antennas and (6) RRhs on existing monopole structure | Colocation | Hungerford Property | 244 | 14615 | Clopper Rd | Boyds | IM-0.25 H-50 | Walter Hungerford & Sons |  | Private | 39.1824 | -77.3029 | Monopole | 150 | 0 | Kevin Feng | 2020-01-28 |  | Withdrawn | WA90XCI40 |  | https://montgomerycountytfcg.s3.amazonaws.com/Applications/MC2020011090.pdf
2020011088 | Sprint/Nextel | Remove three antennas and six RRHs. Add three antennas at 149' on an existing 150' monopole. | Minor Modification | Colesville Monopole | 76 | 49 | Randolph Rd | Colesville | NR-0.75 H-45 | A.I. GLENVIEW LLC M & ML PATRIOT LLC ETAL |  | Private | 39.0764 | -77.0028 | Monopole | 150 | 0 | Steven Fanshaw | 2020-01-24 | 2020-02-05 | Recommended | DC03XC271 |  | https://montgomerycountytfcg.s3.amazonaws.com/Applications/MC2020011088+Application.pdf
2020011087 | AT&T Wireless | Remove six antennas and three RRHs. Add six antennas and nine RRHs at 104' on an existing 98' water tank. | Minor Modification | Airpark Water Tank | 134 | 20511 | Woodfield Rd | Gaithersburg | RE-1 | WSSC | WSSC | Public | 39.1923 | -77.1513 | Water Tank | 98 | 0 | Michael Snowden | 2020-01-22 | 2020-02-05 | Recommended | Goshen |  | https://montgomerycountytfcg.s3.amazonaws.com/Applications/MC2020011087+Application.pdf
2020011084 | Sprint/Nextel | Sprint proposes to install (6) antennas to existing telecommunications tower | Minor Modification | Hungerford Property | 244 | 14615 | Clopper Rd | Boyds | IM-0.25 H-50 | Walter Hungerford & Sons |  | Private | 39.1824 | -77.3029 | Monopole | 150 | 0 | Kevin Feng | 2020-01-20 | 2020-01-27 | Withdrawn | WA90XCI40 |  | https://montgomerycountytfcg.s3.amazonaws.com/Applications/MC2020011084.pdf
2020011085 | Verizon Wireless | Remove nine antennas and three RRHs. Add nine antennas and six RRHs at 155' on an existing tower on top of a building. | Minor Modification | Verizon Central Office | 168 | 8670 | Georgia Ave | Silver Spring | CR-5.0 C-4.0 R-4.75 H-145 T | Verizon Communications |  | Private | 38.9967 | -77.0298 | Building | 168 | 0 | Shea Beltran | 2020-01-20 | 2020-06-03 | Recommended | Silver Spring |  | https://montgomerycountytfcg.s3.amazonaws.com/Applications/MC2020011085Application.pdf
2020011086 | AT&T Wireless | Remove three antennas and three RRHs. Add six antennas and six RRHs at 131' on an existing 131' monopole. | Minor Modification | Bretton Woods GC | 327 | 15700 | River Rd | Germantown | RC | International Monetary Fund |  | Public | 39.0762 | -77.3281 | Monopole | 131 | 0 | Michael Snowden | 2020-01-20 | 2020-02-05 | Recommended | BrentWood |  | https://montgomerycountytfcg.s3.amazonaws.com/Applications/MC2020011086+Application.pdf
2020011080 | Sprint/Nextel | Attach six antennas and six remote radio heads (RRH) at 90' on an existing 100' monopole. Equipment to be installed within the existing storage unit rooms. | Colocation | Earhart Monopole | 412 | 18920 | Earhart Ct | Gaithersburg | IL-1.0 | Storage Portfolio LLC |  | Private | 39.1689 | -77.1731 | Monopole | 100 | 0 | Michael Wingard | 2020-01-14 | 2020-03-04 | Recommended | WA90XCI44-A |  | https://montgomerycountytfcg.s3.amazonaws.com/Applications/MC2020011080Application%26Report.pdf
2020011074 | AT&T Wireless | Remove and replace six antennas and nine RRHs at 157' on an existing 145' building. | Minor Modification | Westlake Towers | 155 | 7420 | Westlake Terr | Bethesda | R-H | Westlake Park Condo |  | Private | 39.026 | -77.1508 | Building | 144.5 | 0 | Michael Snowden | 2020-01-13 | 2020-02-05 | Recommended | Arizona Circle |  | https://montgomerycountytfcg.s3.amazonaws.com/Applications/MC2020011074+Application.pdf
2020011075 | AT&T Wireless | Remove and replace three antennas. Add three RRHs at 108' on an existing 100 building. | Minor Modification | Renaissance Plaza Apts | 16 | 14000 | Castle Blvd | Silver Spring | R-20 | Renaissance Plaza Condo |  | Private | 39.0858 | -76.9419 | Building | 100 | 0 | Michael Snowden | 2020-01-13 | 2020-02-05 | Recommended | Armilla CT |  | https://montgomerycountytfcg.s3.amazonaws.com/Applications/MC2020011075+Application.pdf
2020011076 | AT&T Wireless | Remove and replace three antennas and six RRHs at 75' on an existing 70' building. | Minor Modification | Postal Training Facility | 233 | 10130 | Democracy Blvd | Potomac | RE-2 | United States Postal Service | Federal | Public | 39.0205 | -77.1864 | Building | 70 | 0 | Michael Snowden | 2020-01-13 | 2020-02-05 | Recommended | Irongate |  | https://montgomerycountytfcg.s3.amazonaws.com/Applications/MC2020011076+Application.pdf
2020011077 | AT&T Wireless | Remove and replace six antennas and nine RRHs at 208'/210' on an existing 200' building. | Minor Modification | White Oak Towers Apts | 32 | 11700 | Old Columbia Pike | Silver Spring | R-10 | Old Columbia Pike Ltd. |  | Private | 39.0494 | -76.9805 | Building | 189 | 0 | Michael Snowden | 2020-01-13 | 2020-02-05 | Recommended | Carridge House Dr |  | https://montgomerycountytfcg.s3.amazonaws.com/Applications/MC2020011077+Application.pdf
2020011073 | AT&T Wireless | Remove and replace three antennas. Add three RRHs at 141' on an existing 150 monopole. | Minor Modification | Fire Station 33 | 37 | 11430 | Falls Rd | Potomac | R-200 | Rockville Volunteer Fire Dept. | Fire | Private | 39.0437 | -77.1939 | Monopole | 150 | 0 | Michael Snowden | 2020-01-10 | 2020-02-05 | Recommended | Potomac |  | https://montgomerycountytfcg.s3.amazonaws.com/Applications/MC2020011073+Application.pdf
2020011068 | Verizon Wireless | Remove twelve antennas and three RRHs. Add six antennas and six RRHs at 132' on an existing 135' monopole. | Minor Modification | Trolley Museum | 336 | 1313 | Bonifant Rd | Silver Spring | RE-2 | M-NCPPC | M-NCPPC | Public | 39.0971 | -77.0327 | Monopole | 135 | 0 | Kevin Feng | 2020-01-09 | 2020-05-06 | Recommended | Brookside Gardens MD |  | https://montgomerycountytfcg.s3.amazonaws.com/Applications/MC2020011068Application.pdf
2020011065 | Verizon Wireless | Remove and replace one RRH and add one antenna at 22'6" on an existing 24' building. | Minor Modification | ShopHouse Kitchen | 568 | 4824 | Bethesda Ave | Bethesda | CRT-2.25 R-2.25 H-70 | Street Retail Inc |  | Private | 38.9808 | -77.0969 | Building | 19 | 0 | Shea Beltran | 2020-01-06 | 2020-06-03 | Recommended | Bethesda & Arlington |  | https://montgomerycountytfcg.s3.amazonaws.com/Applications/MC2020011065Application.pdf
2020011066 | Verizon Wireless | Remove twelve antennas and six RRHs. Add nine antennas and nine RRHs at 102'6"/105'6" on an existing 105'6 building. | Minor Modification | Silver Spring Metro | 483 | 1335 | East-West Hwy | Silver Spring | CR-8.0 | United States Governement |  | Private | 38.9935 | -77.0316 | Building | 106 | 0 | Shea Beltran | 2020-01-06 | 2020-02-05 | Recommended | Silver Spring Metro |  | https://montgomerycountytfcg.s3.amazonaws.com/Applications/MC2020011066+Application.pdf
2020011067 | AT&T Wireless | Add three antennas and six RRHs at 150' on an existing 224' tower. | Minor Modification | Izaak Walton League | 6 | 18301 | Waring Station Rd | Germantown | R-200 | Izaak Walton League |  | Private | 39.1551 | -77.2535 | Tower | 224 | 0 | Ryan Fitzgerald | 2020-01-06 | 2020-02-05 | Recommended | Clopper Road |  | https://montgomerycountytfcg.s3.amazonaws.com/Applications/MC2020011067+Application.pdf
2020011063 | Verizon Wireless | Remove twelve antennas and six RRHs. Add nine antennas and six RRHs at 36'/39' on an existing 33' building. | Minor Modification | EZ Storage - Takoma Park | 388 | 1352 | Holton Ln | Adelphi | CRT-2.5 C-2.5 R-1.5 H-80 | Takoma Park Land LLLP |  | Private | 38.9858 | -76.9853 | Building | 33.3 | 0 | Jessica Bingham | 2020-01-03 | 2020-02-05 | Recommended | Langley Park |  | https://montgomerycountytfcg.s3.amazonaws.com/Applications/MC2020011063+Application.pdf
2019121056 | Verizon Wireless | Add three antennas at 120' on an existing 125' tower. | Minor Modification | AT&T Long Line Tower | 120 | 12419 | Middlebrook Rd | Germantown | IM-2.5 H-50 | American Tower Inc. |  | Private | 39.1769 | -77.2572 | Tower | 125 | 0 | Kevin Feng | 2019-12-09 | 2020-06-03 | Recommended | Germantown |  | https://montgomerycountytfcg.s3.amazonaws.com/Applications/MC2019121056Application.pdf
2019121057 | Verizon Wireless | Remove and replace three RRHs at 119' on an existing 124' water tank. | Minor Modification | Brink Water Tank | 87 | 21701 | Ridge Rd | Germantown | AR | WSSC | WSSC | Public | 39.2126 | -77.238 | Water Tank | 124 | 0 | Shea Beltran | 2019-12-09 | 2020-03-04 | Recommended | Goshen |  | https://montgomerycountytfcg.s3.amazonaws.com/Applications/MC2019121057Application.pdf
2019121059 | AT&T Wireless | Remove three antennas and three RRHs. Add six antennas and six RRHs at 137' on an existing 159' monopole. | Minor Modification | Wildlife Club Monopole | 428 | 26430 | Mullinix Mill Rd | Mt. Airy | AR | Wildlife Achievement Club |  | Private | 39.2927 | -77.153 | Monopole | 149 | 0 | Ryan Fitzgerald | 2019-12-09 | 2020-02-05 | Recommended | Long Range |  | https://montgomerycountytfcg.s3.amazonaws.com/Applications/MC2019121059+Application.pdf
2019121060 | AT&T Wireless | Remove six antennas and three RRHs. Add six antennas and six RRHs at 180' on an existing 180' tower. | Minor Modification | Troop 52 Forest Preserve | 113 | 16100 | Darnestown Rd | Dawsonville | AR | Seneca Creek Forest Preserve Inc |  | Private | 39.1343 | -77.335 | Tower | 180 | 0 | Ryan Fitzgerald | 2019-12-09 | 2020-02-05 | Recommended | Dawsonville |  | https://montgomerycountytfcg.s3.amazonaws.com/Applications/MC2019121060+Application.pdf
2019111036 | First Energy | First energy is adding (1) MW dish and (2) sincliar SD 212 antennas on a proposed COW structure | New | Lewis Drive COW | 697 | 10041 | Lewis Dr | Damascus | CRT-1.0 | LEWIS DRIVE LTD PTNSHP |  | Private | 39.291 | -77.2069 | COW | 106 | 0 | Richard Marquiss | 2019-12-03 | 2019-12-18 | Recommended | Damascus COW |  | https://montgomerycountytfcg.s3.amazonaws.com/Applications/MC2019111036+Application+%26+Report.pdf
2019111054 | AT&T Wireless | Remove and replace three antennas and six RRHs at 120' on an existing 150' monopole. | Minor Modification | Bethesda Country Club | 51.01 | 7601 | Bradley Blvd | Bethesda | R-200 | Bethesda Country Club |  | Private | 39.0153 | -77.1501 | Monopole | 150 | 0 | James Marquez | 2019-11-26 | 2020-01-08 | Recommended | Montgomery Mall |  | https://montgomerycountytfcg.s3.amazonaws.com/Applications/MC2019111054+Application.pdf
2019111053 | AT&T Wireless | Remove and replace three antennas and six RRHs at 148' on an existing 150' monopole. | Minor Modification | Sarem Farm | 50 | 15901 | Columbia Pike | Burtonsville | RC | Jennifer Sarem |  | Private | 39.118 | -76.9292 | Monopole | 150 | 0 | Michael Snowden | 2019-11-21 | 2020-02-05 | Recommended | Sarem Farm |  | https://montgomerycountytfcg.s3.amazonaws.com/Applications/MC2019111053+Application.pdf
2019111048 | AT&T Wireless | Add three antennas and six RRHs at 122' on an existing 130' monopole. | Minor Modification | Bullis Prep School | 22 | 10601 | Falls Rd | Potomac | RE-2 | The Bullis School Inc. | School | Private | 39.0296 | -77.1945 | Monopole | 130 | 0 | Michael Snowden | 2019-11-19 | 2020-02-05 | Recommended | Nantucket PL |  | https://montgomerycountytfcg.s3.amazonaws.com/Applications/MC2019111048+Application.pdf
2019111047 | Verizon Wireless | Verizon is adding (3) new antennas and (3) new RRHs on the existing building structure | Minor Modification | World Building Tower | 173 | 8121 | Georgia Ave | Silver Spring | CR-3.0 C-3.0 R-3.0 H-130 | World Building LLC |  | Private | 38.9911 | -77.0261 | Building | 117 | 0 | Shea Beltran | 2019-11-18 | 2020-01-29 | Withdrawn | World Building |  | https://montgomerycountytfcg.s3.amazonaws.com/Applications/MC2019111047.pdf
2019111037 | Sprint/Nextel | Attach six antennas and nine remote radio heads (RRH) at 150' on an existing 200' monopole. Install equipment cabinets on an 8'x8'x1' steel equipment platform within an existing fenced compound. | Colocation | Damascus VFD 13 Activity Ctr | 107 | 10211 | Lewis Dr | Damascus | RE-2C | Damascus VFD | Fire | Private | 39.2908 | -77.2135 | Monopole | 200 | 0 | Felicia Leidigh | 2019-11-13 | 2019-12-04 | Recommended | Damascus Temp Pole |  | https://montgomerycountytfcg.s3.amazonaws.com/Applications/MC2019111037+Application+%26+Report.pdf
2019111046 | Sprint/Nextel | Add one microwave dish antenna at 74' on an existing 62'8" building. | Minor Modification | Parklawn | 156 | 11820 | Parklawn Dr | Rockville | EOF-0.75 | PS Business Parks L P |  | Private | 39.0499 | -77.1037 | Building | 63 | 0 | Shannon West | 2019-11-13 | 2019-12-04 | Recommended | DC52XC103 |  | https://montgomerycountytfcg.s3.amazonaws.com/Applications/MC2019111046+Application.pdf
2019111045 | AT&T Wireless | Remove and replace three antennas and 12 RRHs at 128' on an existing 190' monopole. | Minor Modification | Gate of Heaven | 116 | 13801 | Georgia Ave | Silver Spring | RE-2 | ROMAN CATHOLIC ARCHDIOCESE OF WASHINGTON |  | Private | 39.0877 | -77.0706 | Monopole | 190.5 | 0 | James Marquez | 2019-11-11 | 2019-12-04 | Recommended | Needwood |  | https://montgomerycountytfcg.s3.amazonaws.com/Applications/MC2019111045+Application.pdf
2019111042 | Sprint/Nextel | Remove three antennas and four RRHs. Add three microwave dish antennas and four RRHs at 100' on an existing 122' monopole. | Minor Modification | Super Fresh Shopping Ctr. | 52 | 3901 | Aspen Hill Rd | Silver Spring | CRT-2.25 C-1.5 R-0.75 H-75 | LDG Inc |  | Private | 39.0821 | -77.079 | Monopole | 116 | 0 | Wesley A Winner | 2019-11-06 | 2020-02-05 | Recommended | WA74XC350 |  | https://montgomerycountytfcg.s3.amazonaws.com/Applications/MC2019111042+Application.pdf
2019111035 | AT&T Wireless | Remove six antennas and 3 RRHs. Add six antennas and 9 RRHs at 183'/209' on an existing 225' tower. | Minor Modification | Haights Branch Tower | 112 | 5229 | Damascus Rd | Gaithersburg | AR | LECHLIDER DOUGLAS E & ROBIN L |  | Private | 39.2431 | -77.101 | Tower | 225 | 0 | Ryan Fitzgerald | 2019-11-04 | 2019-12-04 | Recommended | Haights Branch |  | https://montgomerycountytfcg.s3.amazonaws.com/Applications/MC2019111035+Application.pdf
2019111038 | AT&T Wireless | Remove and replace three antennas. Add 6 RRHs inside a smokestack atop an existing 33' building. | Minor Modification | Miller Company Bldg | 309 | 4701 | Sangamore Rd | Bethesda | NR-0.75 H-45 | WC & AN Miller Development Co |  | Private | 38.9498 | -77.1194 | Building | 51.5 | 0 | Ryan Fitzgerald | 2019-11-04 | 2019-12-04 | Recommended | Pioneer |  | https://montgomerycountytfcg.s3.amazonaws.com/Applications/MC2019111038+Application.pdf
2019101033 | Verizon Wireless | Remove and replace four RRHs. Add three antennas at 137'5" on an existing 107' building. | Minor Modification | Aurora Condominiums | 410 | 7915 | Eastern Ave | Silver Spring | CR-3.0 CR-2.0 R-2.75 H-125-T | Aurora Condominium South |  | Private | 38.9865 | -77.0284 | Building | 107 | 0 | Jessica Bingham | 2019-10-29 | 2020-01-08 | Recommended | North Gate |  | https://montgomerycountytfcg.s3.amazonaws.com/Applications/MC2019101033+Application.pdf
2019101032 | AT&T Wireless | AT&T is planning to add (3) new antennas and add (3) new RRhs on existing building structure | Minor Modification | Renaissance Plaza Apts | 16 | 14000 | Castle Blvd | Silver Spring | R-20 | Renaissance Plaza Condo |  | Private | 39.0858 | -76.9419 | Building | 100 | 0 | Michael Snowden | 2019-10-28 | 2020-01-08 | Withdrawn | Armilla CT |  | https://montgomerycountytfcg.s3.amazonaws.com/Applications/MC2019101032.pdf
2019101026 | Verizon Wireless | Remove six antennas and 6 RRHs. Add six antennas and 6 RRHs at 106'6/113'10 on an existing 100' building. | Minor Modification | NOAA | 283 | 6100 | Executive Blvd | Rockville | CR-1.5 C-1.5 R-1.0 H-100 | 6100 Executive, LLC |  | Private | 39.0478 | -77.1239 | Building | 100 | 0 | Jessica Bingham | 2019-10-23 | 2019-12-04 | Recommended | Sedgwick |  | https://montgomerycountytfcg.s3.amazonaws.com/Applications/MC2019101026+Application.pdf
2019101025 | Verizon Wireless | Remove twelve antennas and 6 RRHs. Add nine antennas and 6 RRHs at 108' on an existing 120' monopole. | Minor Modification | Watkins Mill High School | 386 | 10301 | Apple Ridge Rd | Gaithersburg | R-200 | Board of Education | School | Public | 39.1846 | -77.2137 | Monopole | 118 | 0 | Jessica Bingham | 2019-10-23 | 2019-12-04 | Recommended | Apple Ridge |  | https://montgomerycountytfcg.s3.amazonaws.com/Applications/MC2019101025+Application.pdf
2019100993 | Verizon Wireless | Remove and replace one antenna. Add 1 RRH at 23' on an existing 21' building. | Minor Modification | Mid-Pike Plaza | 509 | 11802 | Rockville Pike | Rockville | CR-4.0 | Federal Reality Investments Trust |  | Private | 39.0499 | -77.1152 | Building | 16 | 0 | John Brunner | 2019-10-16 | 2019-11-06 | Recommended | Mid Pike Plaza |  | https://montgomerycountytfcg.s3.amazonaws.com/Applications/MC2019100993+Application.pdf
2019101024 | AT&T Wireless | AT&T is planning to remove (6) antennas and (9) RRHs. They are adding (6) new antennas and (9) new RRhs on existing building structure. | Minor Modification | Westlake Towers | 155 | 7420 | Westlake Terr | Bethesda | R-H | Westlake Park Condo |  | Private | 39.026 | -77.1508 | Building | 144.5 | 0 | Michael Snowden | 2019-10-16 | 2020-01-08 | Withdrawn | Arizona Circle |  | https://montgomerycountytfcg.s3.amazonaws.com/Applications/MC2019101024.pdf
2019101022 | AT&T Wireless | Add three antennas and three RRHs at 200' on an existing 185' building. | Minor Modification | Democracy Center | 23 | 6903 | Rockledge Dr | Bethesda | CR-1.5 C-1.25 R-0.75 H-200 | G&I X Democracy Center LLC |  | Private | 39.0276 | -77.1405 | Building | 185 | 0 | Michael Snowden | 2019-10-14 | 2020-02-05 | Recommended | Rockledge Center |  | https://montgomerycountytfcg.s3.amazonaws.com/Applications/MC2019101022+Application.pdf
2019101018 | AT&T Wireless | AT&T is planning to remove (6) antennas and (3) RRHs. They are planning to add (6) new antennas and (9) new RRhs on existing RaD centers on the existing water tank. | Minor Modification | Airpark Water Tank | 134 | 20511 | Woodfield Rd | Gaithersburg | RE-1 | WSSC | WSSC | Public | 39.1923 | -77.1513 | Water Tank | 98 | 0 | Michael Snowden | 2019-10-11 | 2020-01-08 | Withdrawn | Goshen |  | https://montgomerycountytfcg.s3.amazonaws.com/Applications/MC2019101018.pdf
2019101019 | AT&T Wireless | Remove and replace three antennas. Add 3 RRHs at 183' on an existing 179' monopole. | Minor Modification | Wheaton Park Maint. Yard | 65 | 12012 | Alpert Ln | Silver Spring | R-90 | M-NCPPC | AT&T | Public | 39.0532 | -77.0286 | Monopole | 180 | 0 | Kelsey Hollingshead | 2019-10-11 | 2019-12-04 | Recommended | Wheaton Ice Rink |  | https://montgomerycountytfcg.s3.amazonaws.com/Applications/MC2019101019+Application.pdf
2019100992 | Verizon Wireless | Remove ten antennas and 15 RRHs. Add twelve antennas and 8 RRHs at 118'/125' on an existing 112' building. | Minor Modification | Colesville Towers | 562 | 8811 | Colesville Rd | Silver Spring | CR-3.0 C-3.0 R-3.0 H-100 | Tower Apartment EHDRT LLC ET AL |  | Private | 38.9998 | -77.0256 | Building | 112 | 0 | John Brunner | 2019-10-09 | 2019-11-06 | Recommended | Sensitivity |  | https://montgomerycountytfcg.s3.amazonaws.com/Applications/MC2019100992+Application.pdf
2019101016 | WMATA | Attach four antennas at 175'/208' on an existing 300' tower. Install an 11'8"x34' prefabricated shelter and a 1,000 gallon LP gas tank within a compound expansion to the east of the existing fenced compound. | Colocation | Montg College Germantown | 153 | 20200 | Observation Dr | Germantown | LSC-2.0 | Board of Comm College Trustees for Montgomery Coun | WSSC | Public | 39.1846 | -77.2499 | Tower | 300 | 0 | Alexandra Bull | 2019-10-09 | 2020-02-05 | Recommended | Germantown |  | https://montgomerycountytfcg.s3.amazonaws.com/Applications/MC2019101016+Application+%26+Report.pdf
2019101017 | Verizon Wireless | Install a ballasted temporary 152' cell on wheels (COW) monopole atop a 24'x24' lumber crane mat within a 700-square-foot fenced compound. Attach six antennas and six remote radio heads (RRH) at 150'. | New | Damascus COW | 696 | 0 | Ridge Rd | Damascus | CRT-1.75 | WSSC |  | Private | 39.286 | -77.2067 | COW | 152.8 | 0 | Caitlin Ratzlaff | 2019-10-09 | 2019-11-06 | Recommended | Damascus |  | https://montgomerycountytfcg.s3.amazonaws.com/Applications/MC2019101017+Application+%26+Report.pdf
2019090986 | Verizon Wireless | Remove twelve antennas and 6 RRHs. Add nine antennas and 6 RRHs at 95' on an existing 94' water tank. | Minor Modification | Cedar Lane Water Tank | 397 | 5417 | Cedar Ln W | Bethesda | R-60 | WSSC | WSSC | Public | 39.005 | -77.109 | Water Tank | 94.17 | 0 | John Brunner | 2019-10-07 | 2019-11-06 | Recommended | Ewing |  | https://montgomerycountytfcg.s3.amazonaws.com/Applications/MC2019090986+Application.pdf
2019101009 | Sprint/Nextel | Remove and replace one antenna at the top of an existing 43’4" wood pole. Relocate the existing cabinet on the wood pole at approximately the same vertical height. Install a new equipment cabinet at ground level on a concrete platform; place 1 RRH insi | Minor Modification | Pepco 736442-3102 | 618.2 | 10905 | Glen Rd | Rockville | R-200 | Montgomery County ROW | Pepco | Private | 39.047 | -77.2239 | Utility Pole | 43 | -1 | Thomas Kable | 2019-10-07 | 2019-12-04 | Recommended | S7 |  | https://montgomerycountytfcg.s3.amazonaws.com/Applications/MC2019101009+Application.pdf
2019101010 | Sprint/Nextel | Remove and replace one antenna at the top of an existing 45’10" wood pole. Relocate the existing cabinet on the wood pole at approximately the same vertical height. Install a new equipment cabinet at ground level on a concrete platform; place 1 RRH ins | Minor Modification | Pepco 745424-880250 | 618.13 | 8715 | Persimmon Tree Rd | Rockville | R-200 | Montgomery County ROW | Pepco | Private | 38.9983 | -77.1901 | Utility Pole | 52 | -1 | Thomas Kable | 2019-10-07 | 2019-12-04 | Recommended | S16 |  | https://montgomerycountytfcg.s3.amazonaws.com/Applications/MC2019101010+Application.pdf
2019101011 | Sprint/Nextel | Remove and replace one antenna at the top of an existing 34’6" wood pole. Relocate the existing cabinet on the wood pole at approximately the same vertical height. Install a new equipment cabinet at ground level on a concrete platform; place 1 RRH insi | Minor Modification | Pepco 742427-120910 | 618.14 | 9905 | Logan Dr | Rockville | R-200 | Montgomery County ROW | Pepco | Private | 39.0083 | -77.2033 | Utility Pole | 38 | -1 | Thomas Kable | 2019-10-07 | 2019-12-04 | Recommended | S17 |  | https://montgomerycountytfcg.s3.amazonaws.com/Applications/MC2019101011+Application.pdf
2019101012 | Sprint/Nextel | Remove and replace one antenna at the top of an existing 52’ wood pole. Relocate the existing cabinet on the wood pole at approximately the same vertical height. Install a new equipment cabinet at ground level on a concrete platform; place 1 RRH inside | Minor Modification | Pepco 749420-250620 | 618.15 | 8501 | Country Club Dr | Rockville | RE-2 | Montgomery County ROW | Pepco | Private | 38.9883 | -77.1782 | Utility Pole | 48 | -1 | Thomas Kable | 2019-10-07 | 2019-12-04 | Recommended | S18 |  | https://montgomerycountytfcg.s3.amazonaws.com/Applications/MC2019101012+Application.pdf
2019100994 | Sprint/Nextel | Remove and replace one antenna at the top of an existing 48’4" wood pole. Relocate the existing cabinet on the wood pole at approximately the same vertical height. Install a new equipment cabinet at ground level on a concrete platform; place 1 RRH insi | Minor Modification | Pepco 700466-0329 | 619.03 |  | Sugarland Rd | Poolesville | AR | Montgomery County ROW | Pepco | Private | 39.1133 | -77.352 | Utility Pole | 49 | -1 | Thomas Kable | 2019-10-04 | 2021-01-12 | Withdrawn | N2 |  | https://montgomerycountytfcg.s3.amazonaws.com/Applications/MC2019100994+Application.pdf
2019100995 | Sprint/Nextel | Remove and replace one antenna at the top of an existing 44’5" wood pole. Relocate the existing cabinet on the wood pole at approximately the same vertical height. Install a new equipment cabinet at ground level on a concrete platform; place 1 RRH insi | Minor Modification | Pepco VZM41 1/2 | 619.04 | 14901 | Montevideo Rd | Poolesville | AR | Montgomery County ROW | Pepco | Private | 39.1018 | -77.3501 | Utility Pole | 43 | -1 | Thomas Kable | 2019-10-04 | 2019-12-04 | Recommended | N3 |  | https://montgomerycountytfcg.s3.amazonaws.com/Applications/MC2019100995+Application.pdf
2019100996 | Sprint/Nextel | Remove and replace one antenna at the top of an existing 42’11" wood pole. Relocate the existing cabinet on the wood pole at approximately the same vertical height. Install a new equipment cabinet at ground level on a concrete platform; place 1 RRH ins | Minor Modification | Pepco 695455-6837 | 619.06 |  | River Rd | Poolesville | AR | Montgomery County ROW | Pepco | Private | 39.0831 | -77.367 | Utility Pole | 43 | -1 | Thomas Kable | 2019-10-04 | 2019-12-04 | Recommended | N5 |  | https://montgomerycountytfcg.s3.amazonaws.com/Applications/MC2019100996+Application.pdf
2019100998 | Sprint/Nextel | Remove and replace one antenna at the top of an existing 36’ wood pole. Relocate the existing cabinet on the wood pole at approximately the same vertical height. Install a new equipment cabinet at ground level on a concrete platform; place 1 RRH inside | Minor Modification | Pepco VZM20 | 619 | 14308 | Brickhowe Ct | Germantown | RC | Montgomery County ROW | Pepco | Private | 39.0959 | -77.2964 | Utility Pole | 38 | -1 | Thomas Kable | 2019-10-04 | 2019-12-04 | Recommended | N10 |  | https://montgomerycountytfcg.s3.amazonaws.com/Applications/MC2019100998+Application.pdf
2019100999 | Sprint/Nextel | Remove and replace one antenna at the top of an existing 42’4" wood pole. Relocate the existing cabinet on the wood pole at approximately the same vertical height. Install a new equipment cabinet at ground level on a concrete platform; place 1 RRH insi | Minor Modification | Pepco 713455-1059 | 619.01 | 14700 | Seneca Rd | Germantown | RC | SHA Row | Pepco | Private | 39.0841 | -77.3058 | Utility Pole | 42 | -1 | Thomas Kable | 2019-10-04 | 2019-12-04 | Recommended | N11 |  | https://montgomerycountytfcg.s3.amazonaws.com/Applications/MC2019100999+Application.pdf
2019101000 | Sprint/Nextel | Remove and replace one antenna at the top of an existing 42’6" wood pole. Relocate the existing cabinet on the wood pole at approximately the same vertical height. Install a new equipment cabinet at ground level on a concrete platform; place 1 RRH insi | Minor Modification | Pepco 710454-4062 | 619.02 | 15107 | Seneca Rd | Germantown | RC | SHA Row | Pepco | Private | 39.0814 | -77.3154 | Utility Pole | 42 | -1 | Thomas Kable | 2019-10-04 | 2019-12-04 | Recommended | N12 |  | https://montgomerycountytfcg.s3.amazonaws.com/Applications/MC2019101000+Application.pdf
2019101001 | Sprint/Nextel | Remove and replace one antenna at the top of an existing 51’5" wood pole. Relocate the existing cabinet on the wood pole at approximately the same vertical height. Install a new equipment cabinet at ground level on a concrete platform; place 1 RRH insi | Minor Modification | Pepco 722443-9527 | 619.07 | 13120 | River Rd | Rockville | RE-2 | SHA Row | Pepco | Private | 39.0502 | -77.2709 | Utility Pole | 48 | -1 | Thomas Kable | 2019-10-04 | 2019-12-04 | Recommended | NG1 |  | https://montgomerycountytfcg.s3.amazonaws.com/Applications/MC2019101001+Application.pdf
2019101002 | Sprint/Nextel | Remove and replace one antenna at the top of an existing 53’10" wood pole. Relocate the existing cabinet on the wood pole at approximately the same vertical height. Install a new equipment cabinet at ground level on a concrete platform; place 1 RRH ins | Minor Modification | Pepco 730438-7918 | 618.11 | 11700 | River Rd | Rockville | RE-2 | SHA Row | Pepco | Private | 39.0364 | -77.2433 | Utility Pole | 59.5 | -1 | Thomas Kable | 2019-10-04 | 2019-12-04 | Recommended | NG4 |  | https://montgomerycountytfcg.s3.amazonaws.com/Applications/MC2019101002+Application.pdf
2019101003 | Sprint/Nextel | Remove and replace one antenna at the top of an existing 45’ wood pole. Relocate the existing cabinet on the wood pole at approximately the same vertical height. Install a new equipment cabinet at ground level on a concrete platform; place 1 RRH inside | Minor Modification | Pepco 712450-2951 | 619.08 | 14801 | River Rd | Rockville | RC | SHA Row | Pepco | Private | 39.0701 | -77.3085 | Utility Pole | 43 | -1 | Thomas Kable | 2019-10-04 | 2019-12-04 | Recommended | R2 |  | https://montgomerycountytfcg.s3.amazonaws.com/Applications/MC2019101003+Application.pdf
2019101004 | Sprint/Nextel | Remove and replace one antenna at the top of an existing 46’6" wood pole. Relocate the existing cabinet on the wood pole at approximately the same vertical height. Install a new equipment cabinet at ground level on a concrete platform; place 1 RRH insi | Minor Modification | Pepco 738441-2166 | 618.21 | 15540 | S Glen Rd | Rockville | R-200 | Montgomery County ROW | Pepco | Private | 39.046 | -77.2173 | Utility Pole | 43 | -1 | Thomas Kable | 2019-10-04 | 2019-12-04 | Recommended | S8 |  | https://montgomerycountytfcg.s3.amazonaws.com/Applications/MC2019101004+Application.pdf
2019101005 | Sprint/Nextel | Remove and replace one antenna at the top of an existing 61’10" wood pole. Relocate the existing cabinet on the wood pole at approximately the same vertical height. Install a new equipment cabinet at ground level on a concrete platform; place 1 RRH ins | Minor Modification | Pepco 747426-420290 | 618.12 | 9101 | River Rd | Rockville | R-200 | SHA Row | Pepco | Private | 39.0038 | -77.1847 | Utility Pole | 60 | -1 | Thomas Kable | 2019-10-04 | 2019-12-04 | Recommended | S1 |  | https://montgomerycountytfcg.s3.amazonaws.com/Applications/MC2019101005+Application.pdf
2019101006 | Sprint/Nextel | Remove and replace one antenna at the top of an existing 40’2" wood pole. Relocate the existing cabinet on the wood pole at approximately the same vertical height. Install a new equipment cabinet at ground level on a concrete platform; place 1 RRH insi | Minor Modification | Pepco VZ M244 | 618.16 | 9540 | River Rd | Rockville | R-200 | SHA Row | Pepco | Private | 39.0109 | -77.1982 | Utility Pole | 43 | -1 | Thomas Kable | 2019-10-04 | 2019-12-04 | Recommended | S2 |  | https://montgomerycountytfcg.s3.amazonaws.com/Applications/MC2019101006+Application.pdf
2019101007 | Sprint/Nextel | Remove and replace one antenna at the top of an existing 39’10" wood pole. Relocate the existing cabinet on the wood pole at approximately the same vertical height. Install a new equipment cabinet at ground level on a concrete platform; place 1 RRH ins | Minor Modification | Pepco 735435-850470 | 618.17 | 10420 | Riverwood Dr | Potomac | R-200 | SHA Row | Pepco | Private | 39.029 | -77.2256 | Utility Pole | 41 | -1 | Thomas Kable | 2019-10-04 | 2019-12-04 | Recommended | S3 |  | https://montgomerycountytfcg.s3.amazonaws.com/Applications/MC2019101007+Application.pdf
2019101008 | Sprint/Nextel | Remove and replace one antenna at the top of an existing 55’4" wood pole. Relocate the existing cabinet on the wood pole at approximately the same vertical height. Install a new equipment cabinet at ground level on a concrete platform; place 1 RRH insi | Minor Modification | Pepco 733438-450250 | 618.18 | 34 | Piney Meetinghouse Ct | Rockville | R-200 | Montgomery County ROW | Pepco | Private | 39.0366 | -77.2339 | Utility Pole | 55 | -1 | Thomas Kable | 2019-10-04 | 2019-12-04 | Recommended | S5 |  | https://montgomerycountytfcg.s3.amazonaws.com/Applications/MC2019101008+Application.pdf
2019090989 | MCRCS | Remove and replace an existing 252' self-supporting lattice tower with a 260' tower and install five antennas and three microwave dish antennas at various heights ranging from 130' to 249'. Remove and replace the existing equipment shelter with an 11'8" x | New | Damascus Tower | 78 | 26149 | Ridge Rd | Damascus | CRT-1.75 C-1.0 R-0.75 H-55 T | Montgomery County | County | Public | 39.2864 | -77.2069 | Tower | 260 | 0 | Tessia D Knight | 2019-10-02 | 2019-11-06 | Recommended | Damascus |  | https://montgomerycountytfcg.s3.amazonaws.com/Applications/MC2019090989+Application+%26+Report.pdf
2019090987 | WMATA | Attach four antennas at 155'/180' on an existing 195' tower. Install an 11'8"x34' prefabricated shelter and a 1,000 gallon LP gas tank on a concrete pad within an existing fenced compound . | Colocation | Burtonsville Tower | 620 | 16135 | Old Columbia Pike | Burtonsville | RR | Montgomery County |  | Private | 39.1216 | -76.9271 | Tower | 195 | -1 | Alexandra Bull | 2019-09-30 | 2019-11-06 | Recommended | Burtonsville |  | https://montgomerycountytfcg.s3.amazonaws.com/Applications/MC2019090987+Application+%26+Report.pdf
2019090988 | AT&T Wireless | Remove and replace three antennas. Add 3 RRHs at 173' on an existing 744'6" tower. | Minor Modification | Pinnacle Towers | 21 | 5202 | River Rd | Bethesda | IM-2.5 H-50 | Pinnacle Towers Inc |  | Private | 38.9639 | -77.1047 | Tower | 744.5 | 0 | Kelsey Hollingshead | 2019-09-30 | 2019-11-06 | Recommended | Bethesda |  | https://montgomerycountytfcg.s3.amazonaws.com/Applications/MC2019090988+Application.pdf
2019090990 | AT&T Wireless | Remove six antennas and 6 RRHs. Add six antennas and 9 RRHs at 203' on an existing 200' monopole. | Minor Modification | Damascus VFD 13 Activity Ctr | 107 | 10211 | Lewis Dr | Damascus | RE-2C | Damascus VFD | Fire | Private | 39.2908 | -77.2135 | Monopole | 200 | 0 | KELSEY HOLLINGSHEAD | 2019-09-30 | 2019-11-06 | Recommended | Damascus |  | https://montgomerycountytfcg.s3.amazonaws.com/Applications/MC2019090990+Application.pdf
2019090991 | Verizon Wireless | Remove eight antennas and 8 RRHs. Add nine antennas and 8 RRHs at 206' on an existing 215' tower. | Minor Modification | Suburban Propane | 143 | 35 | Derwood Cir | Rockville | IM-2.5 H-50 | Suburban Propane |  | Private | 39.1032 | -77.1542 | Tower | 215 | 0 | Steven Fanshaw | 2019-09-30 | 2019-11-06 | Recommended | Westmore |  | https://montgomerycountytfcg.s3.amazonaws.com/Applications/MC2019090991+Application.pdf
2019090980 | Verizon Wireless | Remove eight antennas and 4 RRHs. Add four antennas and 4 RRHs at 158'/168' on an existing 142'5" building. | Minor Modification | Highland House | 497 | 5480 | Wisconsin Ave | Chevy Chase | CR-3.0 C-2.0 R-2.75 H-90 T | Highland House |  | Private | 38.9634 | -77.0873 | Building | 142 | 0 | John Brunner | 2019-09-25 | 2019-11-06 | Recommended | Friendship Heights |  | https://montgomerycountytfcg.s3.amazonaws.com/Applications/MC2019090980+Application.pdf
2019090984 | AT&T Wireless | Remove and replace five antennas at 161' on an existing 184' monopole. | Minor Modification | Beall Farm | 262 | 13201 | Lewisdale Rd | Clarksburg | AR | Rudell Beall & Sons Inc. |  | Private | 39.2886 | -77.2729 | Monopole | 184 | 0 | Joseph Stewart | 2019-09-23 | 2019-11-06 | Recommended | Purdum |  | https://montgomerycountytfcg.s3.amazonaws.com/Applications/MC2019090984+Application.pdf
2019090982 | AT&T Wireless | Remove six antennas and 6 RRHs. Add six antennas and 9 RRHs at 146' on an existing 151' monopole. | Minor Modification | Sandy Spring VFD 40 | 117 | 16911 | Georgia Ave | Olney | RE-2 | Sandy Spring Vol. Fire Dept. | Fire | Private | 39.1336 | -77.068 | Monopole | 150 | 0 | Brooke Brungart | 2019-09-19 | 2019-11-06 | Recommended | Olney |  | https://montgomerycountytfcg.s3.amazonaws.com/Applications/MC2019090982+Application.pdf
2019090979 | AT&T Wireless | Remove 3 RRHs. Add six antennas and 6 RRHs at 116' on an existing 140' monopole. | Minor Modification | Public Storage Prosperity | 402 | 12355 | Prosperity Dr | Silver Spring | CR-0.75 C-0.75 R-0.25 H-75 | Public Storage LP |  | Private | 39.0579 | -76.9655 | Monopole | 140 | 0 | Kelsey Hollingshead | 2019-09-17 | 2019-10-02 | Recommended | Tree Top |  | https://montgomerycountytfcg.s3.amazonaws.com/Applications/MC2019090979+Application.pdf
2019090978 | AT&T Wireless | AT&T is planning to add (3) new antennas and (3) new RRhs on existing building structure on the same RAD centers | Minor Modification | Renaissance Plaza Apts | 16 | 14000 | Castle Blvd | Silver Spring | R-20 | Renaissance Plaza Condo |  | Private | 39.0858 | -76.9419 | Building | 100 | 0 | Andrew Capaci | 2019-09-13 | 2020-01-08 | Withdrawn | Armilla Ct |  | https://montgomerycountytfcg.s3.amazonaws.com/Applications/MC2019090978.pdf
2019090976 | Verizon Wireless | Add one antenna at 30' on an existing 90' building. | Minor Modification | Wayne Avenue Garage | 510 | 921 | Wayne Ave | Silver Spring | CR-3.0, C-2.0, R-2.75 | Montgomery County |  | Public | 38.9953 | -77.0251 | Building | 21 | 0 | John Brunner | 2019-09-11 | 2019-11-06 | Recommended | CVS_3517 |  | https://montgomerycountytfcg.s3.amazonaws.com/Applications/MC2019090976+Application.pdf
2019090977 | AT&T Wireless | AT&T is planning to add (3) new antennas and adding (6) new RRHs on existing monopole structure at the existing RAD center. | Minor Modification | Bullis Prep School | 22 | 10601 | Falls Rd | Potomac | RE-2 | The Bullis School Inc. | School | Private | 39.0296 | -77.1945 | Monopole | 130 | 0 | Joseph Stewart | 2019-09-11 | 2019-12-10 | Withdrawn | Nantucket Pl |  | https://montgomerycountytfcg.s3.amazonaws.com/Applications/MC2019090977.pdf
2019080962 | Verizon Wireless | Remove and replace nine antennas and 6 RRHs at 170'/175' on an existing 162' building. | Minor Modification | Chateau Apartments | 53.02 | 9737 | Mt. Pisgah Rd | Silver Spring | R-H | Hillzo LP |  | Private | 39.0172 | -76.9732 | Building | 162 | 0 | John Brunner | 2019-09-10 | 2019-11-06 | Recommended | Chateau |  | https://montgomerycountytfcg.s3.amazonaws.com/Applications/MC2019080962+Application.pdf
2019090974 | AT&T Wireless | Remove and replace three antennas. Add 3 RRHs at 141' on en existing 150' monopole. | Minor Modification | Fire Station 33 | 37 | 11430 | Falls Rd | Potomac | R-200 | Rockville Volunteer Fire Dept. | Fire | Private | 39.0437 | -77.1939 | Monopole | 150 | 0 | Joseph Stewart | 2019-09-05 | 2020-02-10 | Withdrawn | POTOMAC |  | https://montgomerycountytfcg.s3.amazonaws.com/Applications/MC2019090974+Application.pdf
2019090975 | Sprint/Nextel | Remove and replace one microwave dish antenna at 90' on an existing 275' tower. | Minor Modification | Carver Tower | 124 | 2647 | W University Blvd | Silver Spring | CR-5.0 C-4.5 R-4.5 H-130 | Bajwa Property Management LLC |  | Private | 39.0407 | -77.0549 | Tower | 275 | 0 | Shannon West | 2019-09-05 | 2019-11-06 | Recommended | DC25XC058 |  | https://montgomerycountytfcg.s3.amazonaws.com/Applications/MC2019090975+Application.pdf
2019080964 | Verizon Wireless | Remove and replace nine antennas and six RRHs at 147'/157' on an existing 151' building. | Minor Modification | Park Ritchie Apts | 48 | 7600 | Maple Ave | Takoma Park | R-10 | Park Ritchie LLC |  | Private | 38.9839 | -77.008 | Building | 151 | 0 | John Brunner | 2019-08-29 | 2020-07-01 | Recommended | Takoma Park |  | https://montgomerycountytfcg.s3.amazonaws.com/Applications/MC2019080964+Application.pdf
2019050814 | Other | Construct a 230’ self-supporting lattice tower and install four antennas and three microwave dish antennas at various height ranging from 179’5” to 225’. Install an 11’8”x 30’ equipment shelter on a concrete foundation within a proposed 52 | New | Brookeville Tower | 694 | 4301 | Brookeville Rd | Brookeville | AR | Montgomery County |  | Private | 39.1841 | -77.0817 | Tower | 260 | 0 | Katherine Blackwood | 2019-08-29 | 2019-10-02 | Recommended | Brookeville 2 |  | https://montgomerycountytfcg.s3.amazonaws.com/Applications/MC2019050814+Application+%26+Report.pdf
2019080961 | MCRCS | Construct a 195’ monopole and install five antennas and two microwave dish antennas at various height ranging from 135' to 180’5". Install an 11'8"x 36’ equipment shelter and internal diesel generator on a concrete foundation within a proposed 1,43 | New | Fire Station 16 | 693 | 111 | University Blvd E | Silver Spring | R-60 | Montgomery County |  | Private | 39.0168 | -77.0071 | Monopole | 195 | 0 | Katherine Blackwood | 2019-08-29 | 2019-10-02 | Recommended | Fire Station 16 |  | https://montgomerycountytfcg.s3.amazonaws.com/Applications/MC2019080961+Application+%26+Report.pdf
2019080965 | MCRCS | Construct a 250’ self-supporting lattice tower and install six antennas and two microwave dish antennas at various height ranging from 160’ to 246’. Install an 11’8”x 40’ equipment shelter and 100 kW diesel generator on a concrete foundation | New | Black Rock Tower | 695 | 17410 | Black Rock Rd | Germantown | SR | Montgomery County |  | Private | 39.1443 | -77.3059 | Tower | 250 | 0 | Katherine Blackwood | 2019-08-29 | 2019-10-02 | Recommended | Black Rock |  | https://montgomerycountytfcg.s3.amazonaws.com/Applications/MC2019080965+Application+%26+Report.pdf
2019080973 | AT&T Wireless | Remove six antennas and 6 RRHs. Add six antennas and 9 RRHs at 455' on an existing 480' tower. | Minor Modification | Shumaker Property | 127 | 0 | Peach Tree Rd | Boyds | AR | Shumaker Family Properties LLC |  | Private | 39.1996 | -77.3481 | Tower | 150 | 0 | Steven Fanshaw | 2019-08-29 | 2019-11-06 | Recommended | Barnesville |  | https://montgomerycountytfcg.s3.amazonaws.com/Applications/MC2019080973+Application.pdf
2019080971 | Verizon Wireless | Remove twelve antennas and 6 RRHs. Add six antennas and 6 RRHs at 53' on an existing 40 building. | Minor Modification | Phillips Office Building | 279 | 9420 | Key West Ave | Rockville | LSC-1.0 H-110 T | Key West III LP |  | Private | 39.1029 | -77.1938 | Building | 54.25 | 0 | Shea Beltran | 2019-08-27 | 2019-10-02 | Recommended | Medical Center Drive |  | https://montgomerycountytfcg.s3.amazonaws.com/Applications/MC2019080971+Application.pdf
2019080970 | AT&T Wireless | Remove three antennas and 3 RRHs. Add six antennas and 9 RRHs at 147'5" on an existing 201' tower. | Minor Modification | Poolesville Tower | 140 | 19200 | Jerusalem Rd | Poolesville | AR | Montgomery County | County | Public | 39.1632 | -77.4009 | Tower | 253 | 0 | Steve Brianas | 2019-08-27 | 2019-11-06 | Recommended | Jerusalem |  | https://montgomerycountytfcg.s3.amazonaws.com/Applications/MC2019080970+Application.pdf
2019080972 | AT&T Wireless | Remove nine antennas. Add six antennas and 9 RRHs at 160' on an existing 160' tower. | Minor Modification | Pepco 674-E | 170 | 5200 | Olney-Laytonsville Rd | Olney | RE-1 | Pepco | Pepco | Private | 39.1798 | -77.1045 | Tower | 147.5 | 0 | Steve Brianas | 2019-08-27 | 2019-11-06 | Recommended | FA 10069691 |  | https://montgomerycountytfcg.s3.amazonaws.com/Applications/MC2019080972+Application.pdf
2019080958 | Verizon Wireless | Remove and replace twelve antennas and 6 RRHs at 120' on an existing 140' monopole. | Minor Modification | Public Storage Briggs Chaney | 415 | 3351 | Briggs Chaney Rd | Silver Spring | EOF-0.75, H-100 T | Shurgard Maryland Properties Inc |  | Private | 39.075 | -76.9422 | Monopole | 140 | 0 | Shari Scoggin-Saslaw | 2019-08-23 | 2019-10-02 | Recommended | Fairland |  | https://montgomerycountytfcg.s3.amazonaws.com/Applications/MC2019080958+Application.pdf
2019080966 | AT&T Wireless | AT&T is removing existing (6) antennas and existing (3) RRHs. They are adding (6) new antennas and (9) new RRHs on an existing building structure | Minor Modification | White Oak Towers Apts | 32 | 11700 | Old Columbia Pike | Silver Spring | R-10 | Old Columbia Pike Ltd. |  | Private | 39.0494 | -76.9805 | Building | 189 | 0 | Joseph Stewart | 2019-08-22 | 2020-01-08 | Withdrawn | Carridge House |  | https://montgomerycountytfcg.s3.amazonaws.com/Applications/MC2019080966.pdf
2019080963 | T-Mobile | T-mobile is planning to remove existing (3) antennas, (3) RRHs and (3) T-arm mounts. They are adding (3) new antennas, (3) RRUs, (1) HCS cable and (1) round mount platform on the existing monopole. They are also removing seem to remove (1) RBS 3106 cabine | Minor Modification | Weitzer Property | 123 | 0 | Sugarland Rd | Poolesville | AR | BLUFFING GOAT FARM LLC |  | Private | 39.0857 | -77.3982 | Monopole | 195 | 0 | Michael Snowden | 2019-08-21 | 2019-11-13 | Withdrawn | Sugarland MD |  | https://montgomerycountytfcg.s3.amazonaws.com/Applications/MC2019080963.pdf
2019080959 | T-Mobile | T-mobile is planning to removing existing (2) AIR 21 antennas. They are installing (3) 6488, (3) AIR 32 46 B66 antennas. They are also adding (3) new 4415 B25 and (3) RRUs 32 B2 RRhs on existing building structure. | Minor Modification | Core Building | 290 | 12800 | Middlebrook Rd | Germantown | CR-1.25 | Gunners Lake Thirteen LP |  | Private | 39.1767 | -77.2653 | Building | 64 | 0 | Cathy Conklin | 2019-08-19 | 2019-11-13 | Withdrawn | 7WAN264A |  | https://montgomerycountytfcg.s3.amazonaws.com/Applications/MC2019080959.pdf
2019080952 | T-Mobile | This Application is on behalf of T-Mobile. The Applicant proposes to install (3) antennas, (3) RRHs on a building located at 7600 Maple Avenue, Takoma Park MD. | Minor Modification | Park Ritchie Apts | 48 | 7600 | Maple Ave | Takoma Park | R-10 | Park Ritchie LLC |  | Private | 38.9839 | -77.008 | Building | 151 | 0 | Katherine Blackwood | 2019-08-14 |  | Withdrawn | 7WAN056A |  | https://montgomerycountytfcg.s3.amazonaws.com/Applications/MC2019080952.pdf
2019080953 | T-Mobile | T-mobile is removing existing (3) antennas and adding (3) new antennas. They are also planning to install (3) new RRUs on an existing building structure | Minor Modification | E-Z Storage | 319 | 12311 | Parklawn Dr | Rockville | IL-1.0 | Rockville Land LLLP |  | Private | 39.0594 | -77.1106 | Building | 36 | 0 | Caitlin Ratzlaff | 2019-08-14 |  | Withdrawn | 7WAN121A |  | https://montgomerycountytfcg.s3.amazonaws.com/Applications/MC2019080953.pdf
2019080954 | T-Mobile | T-Mobile is removing existing (3) antennas and they are adding (3) new antennas. They are also installing (3) new antennas on existing building structure | Minor Modification | Rebecca Building | 421 | 10920 | Connecticut Ave | Kensington | R-60 | Rebecca Limited Partnership |  | Private | 39.0353 | -77.0756 | Building | 60 | 0 | Caitlin Ratzlaff | 2019-08-14 | 2019-11-13 | Withdrawn | 7WAN132A |  | https://montgomerycountytfcg.s3.amazonaws.com/Applications/MC2019080954.pdf
2019080955 | AT&T Wireless | Add three antennas and 3 RRHs at 114' on an existing 116' monopole. | Minor Modification | Northwood High School | 192 | 919 | University Blvd | Silver Spring | R-60 | Board of Education | School | Public | 39.0366 | -77.0223 | Monopole | 110 | 0 | Joseph Stewart | 2019-08-14 | 2019-09-04 | Recommended | Springbrook Manor |  | https://montgomerycountytfcg.s3.amazonaws.com/Applications/MC2019080955+Application.pdf
2019080957 | Sprint/Nextel | Remove and replace one microwave dish antenna at 120' on an existing 188' tower. | Minor Modification | Rockville Measuring Station | 102 | 15030 | Frederick Rd | Rockville | IM-2.5 H-50 | Atlantic Seaboard Corp |  | Private | 39.1021 | -77.1572 | Tower | 188 | 0 | Shannon West | 2019-08-14 | 2019-10-02 | Recommended | WA33XC933 |  | https://montgomerycountytfcg.s3.amazonaws.com/Applications/MC2019080957+Application.pdf
2019080944 | T-Mobile | This Application is on behalf of T-Mobile. The Applicant proposes to remove (3) antennas and (3) RRUs and (1) BOB and install (6) antennas, (3) RRUs and (1) Hybrid cable on a monople located at 11511 MaCArthur Boulevard, Rockville MD. | Minor Modification | Cabin John VFW Post | 60 | 11511 | MacArthur Blvd | Potomac | RE-2 | Cabin John Memorial Post 5633 |  | Private | 38.9963 | -77.2381 | Monopole | 126 | 0 | Michael Snowden | 2019-08-13 |  | Withdrawn | Great Falls Park VFW MD |  | https://montgomerycountytfcg.s3.amazonaws.com/Applications/MC2019080944+Revised+9.10.19.pdf
2019080945 | Verizon Wireless | Attach two antennas and one remote radio head (RRH) at 36'4"/39'4" on an existing 34'4" building. | Colocation | Rockville 12 | 692 | 6015 | Montrose Rd | Rockville | CRT-3.0 C-3.0 R-2.5 H-120 | Verizon Maryland Merge Co |  | Private | 39.0534 | -77.1218 | Building | 34.3 | 0 | Astrid Payne | 2019-08-13 | 2019-09-04 | Recommended | Rockville 12 |  | https://montgomerycountytfcg.s3.amazonaws.com/Applications/MC2019080945+Application+%26+Report.pdf
2019080946 | Sprint/Nextel | This Application is on behalf of Sprint. The Applicant proposes to remove and replace (1) microwave dish, (1) ODU and (1) CAT5e cable on a building roof located at 12630 Veirs Mill Road, Rockville MD. | Minor Modification | Rock Creek Terrace Apts | 8 | 12630 | Veirs Mill Rd | Rockville | R-10 | Rock Creek Terrace LP |  | Private | 39.0631 | -77.0964 | Building | 153 | 0 | Shannon West | 2019-08-13 | 2019-09-04 | Recommended | DC03XC079 |  | https://montgomerycountytfcg.s3.amazonaws.com/Applications/MC2019080946+Application.pdf
2019080948 | AT&T Wireless | Remove six antennas and 6 RRHs. Add six antennas and 12 RRHs at 151' on an existing 162' monopole. | Minor Modification | Pyle Property | 190 | 211 | Ednor Rd | Silver Spring | RE-2 | Helen Pyle et al |  | Private | 39.1252 | -77.0182 | Monopole | 162 | 0 | Ryan Fitzgerald | 2019-08-13 | 2019-11-06 | Recommended | Norwood |  | https://montgomerycountytfcg.s3.amazonaws.com/Applications/MC2019080948+Application.pdf
2019080949 | Sprint/Nextel | Add one microwave dish antenna at 73' on an existing 62' building. | Minor Modification | Ramada Silver Spring | 216 | 7990 | Georgia Ave | Silver Spring | CR-3.0 | ELSS LLC |  | Private | 38.9867 | -77.0272 | Building | 81 | 0 | Shannon West | 2019-08-13 | 2019-10-02 | Recommended | WA73XC280 |  | https://montgomerycountytfcg.s3.amazonaws.com/Applications/MC2019080949+Application.pdf
2019080950 | AT&T Wireless | Remove six antennas and 6 RRHs. Add six antennas and 12 RRHs at 117' on an existing 135' monopole. | Minor Modification | Trolley Museum | 336 | 1313 | Bonifant Rd | Silver Spring | RE-2 | M-NCPPC | M-NCPPC | Public | 39.0971 | -77.0327 | Monopole | 135 | 0 | Ryan Fitzgerald | 2019-08-13 | 2019-11-06 | Recommended | Good Hope |  | https://montgomerycountytfcg.s3.amazonaws.com/Applications/MC2019080950+Application.pdf
2019080951 | AT&T Wireless | Remove six antennas and 6 RRHs. Add six antennas and 12 RRHs at 125' on an existing 125' monopole. | Minor Modification | Argyle Country Club | 111 | 14600 | Argyle Club Rd | Silver Spring | RE-2 | Argyle Land Company |  | Private | 39.0961 | -77.0526 | Monopole | 125 | 0 | Ryan Fitzgerald | 2019-08-13 | 2019-11-06 | Recommended | Colesville |  | https://montgomerycountytfcg.s3.amazonaws.com/Applications/MC2019080951+Application.pdf
2019080939 | AT&T Wireless | Add three antennas and 3 RRHs at 123' on an existing 150' monopole. | Minor Modification | Colesville Monopole | 76 | 49 | Randolph Rd | Colesville | NR-0.75 H-45 | A.I. GLENVIEW LLC M & ML PATRIOT LLC ETAL |  | Private | 39.0764 | -77.0028 | Monopole | 150 | 0 | Lenny Kiec | 2019-08-12 | 2019-10-02 | Recommended | Fairknoll |  | https://montgomerycountytfcg.s3.amazonaws.com/Applications/MC2019080939+Application.pdf
2019080943 | T-Mobile | This Application is on behalf of T-Mobile. The Applicant proposes to remove and replace (3) antennas and (3) RRUs on a monople located at 13820 Clopper Road, Boyds MD. | Minor Modification | Leaman Property | 86 | 13820 | Clopper Rd | Boyds | R-200 | American Tower Asset Sub 2 LLC |  | Private | 39.1652 | -77.2908 | Monopole | 125 | 0 | Michael Snowden | 2019-08-12 | 2019-11-13 | Withdrawn | Old Germantown |  | https://montgomerycountytfcg.s3.amazonaws.com/Applications/MC2019080943.pdf
2019080933 | AT&T Wireless | Remove and replace three antennas. Add 3 RRHs at 153' on an existing 183' water tank. | Minor Modification | Glenmont Tank | 12 | 12413 | Georgia Ave | Silver Spring | CR-2.0 C-0.5 R-1.75 H-120 | WSSC | WSSC | Public | 39.0616 | -77.0516 | Water Tank | 183 | 0 | Maeli Keke | 2019-08-08 | 2019-10-02 | Recommended | Flack Street |  | https://montgomerycountytfcg.s3.amazonaws.com/Applications/MC2019080933+Application.pdf
2019080934 | AT&T Wireless | Add three antennas and 6 RRHs at 80' on an existing 81' building. | Minor Modification | Potomac Water Filt. Plant | 91 | 12200 | River Rd | Rockville | RE-2 | WSSC | WSSC | Public | 39.0405 | -77.2537 | Building | 81.3 | 0 | Maeli Keke | 2019-08-08 | 2019-11-06 | Recommended | Travilah |  | https://montgomerycountytfcg.s3.amazonaws.com/Applications/MC2019080934+Application.pdf
2019080936 | AT&T Wireless | Add three antennas and 6 RRHs at 53' on an existing 43'6" building. | Minor Modification | Semmes Building | 35 | 10220 | River Rd | Rocville | NR-0.75 | Semmes Buildng LLC |  | Private | 39.0182 | -77.2097 | Building | 42.5 | 0 | Steve Brianas | 2019-08-08 | 2019-09-04 | Recommended | River Road |  | https://montgomerycountytfcg.s3.amazonaws.com/Applications/MC2019080936+Application.pdf
2019080937 | AT&T Wireless | Add three antennas and 3 RRHs at 63'6" on an existing 96' church steeple. | Minor Modification | Westmoreland Church | 61 | 1 | Westmoreland Cir | Bethesda | R-60 | Westmoreland Cong. Church | Church | Private | 38.9494 | -77.1017 | Building | 35 | 0 | Steve Brianas | 2019-08-08 | 2019-09-04 | Recommended | Westmoreland Cong Church |  | https://montgomerycountytfcg.s3.amazonaws.com/Applications/MC2019080937+Application.pdf
2019080935 | T-Mobile | Remove and replace three antennas and 3 RRHs at 135' on an existing 176' monopole. | Minor Modification | Knights of Columbus | 13.01 | 17001 | Overhill Rd | Derwood | RE-1 | MONTG CNCL K C BLDG CORP |  | Private | 39.1347 | -77.1418 | Monopole | 173 | 0 | Mike Snowden | 2019-08-07 | 2019-11-06 | Recommended | 7WAN230A |  | https://montgomerycountytfcg.s3.amazonaws.com/Applications/MC2019080935+Application.pdf
2019080930 | Verizon Wireless | Remove six antennas and 6 RRHs. Add three antennas and 6 RRHs at 114' on an existing 105' building. | Minor Modification | Park Montgomery II | 239 | 8830 | Piney Branch Rd | Silver Spring | R-10 | Pineway Towers Condominium Inc |  | Private | 39.0003 | -76.9928 | Building | 102.5 | 0 | John Brunner | 2019-08-06 | 2019-09-04 | Recommended | Montgomery Knolls |  | https://montgomerycountytfcg.s3.amazonaws.com/Applications/MC2019080930+Application.pdf
2019070924 | Verizon Wireless | Remove and replace 1 RRH. Add one antenna at 33' on an existing 28' building. | Minor Modification | Teppanyaki Grill and Buffet | 482 | 5520 | Randolph Rd | Rockville | CR-3.0 | Washington Real Estate Investment Trust |  | Private | 39.0521 | -77.112 | Building | 30 | 0 | John Brunner | 2019-08-01 | 2019-09-04 | Recommended | Nebel - A |  | https://montgomerycountytfcg.s3.amazonaws.com/Applications/MC2019070924+Application.pdf
2019070914 | T-Mobile | This Application is on behalf of T-Mobile. The Applicant proposes to remove (3) antennas, (3) RRUs and (3) TMS and install (3) antennas on a monopole located at 18920 Earhart Court, Gaithersburg MD. | Minor Modification | Earhart Monopole | 412 | 18920 | Earhart Ct | Gaithersburg | IL-1.0 | Storage Portfolio LLC |  | Private | 39.1689 | -77.1731 | Monopole | 100 | 0 | Michael Wingard | 2019-07-31 |  | Withdrawn | 7WAN386A |  | https://montgomerycountytfcg.s3.amazonaws.com/Applications/MC2019070914.pdf
2019070923 | T-Mobile | This Application is on behalf of T-Mobile. The Applicant proposes to install (3) antennas and remove and replace (3) RRHs on a building located at 440 University Boulevard, Silver Spring MD. | Minor Modification | University Gardens | 292 | 440 | University Blvd | Silver Spring | R-60 | Korean Community Sr. Housing |  | Private | 39.0072 | -76.9972 | Building | 54 | 0 | Caitlin Ratzlaff | 2019-07-31 | 2019-11-13 | Withdrawn | 7WAN253A |  | https://montgomerycountytfcg.s3.amazonaws.com/Applications/MC2019070923.pdf
2019070925 | T-Mobile | This Application is on behalf of T-Mobile. The Applicant proposes to remove and replace (3) antennas and install (3) RRHs and (6) TMAs on a building located at 17600 Sequoia Drive, Gaithersburg MD. | Minor Modification | Mill Creek Apartments | 404 | 17600 | Sequoia Dr | Gaithersburg | R-30 | Mill Creek Investors LTD PTN |  | Private | 39.1442 | -77.1706 | Building | 32 | 0 | Caitlin Ratzlaff | 2019-07-31 | 2019-11-13 | Withdrawn | 7WAN265F |  | https://montgomerycountytfcg.s3.amazonaws.com/Applications/MC2019070925.pdf
2019070926 | T-Mobile | This Application is on behalf of T-Mobile. The Applicant proposes to remove (5) antennas and install (6) antennas, remove (4) RRHs and install (6) RRHs, remove (1) cabinet and install (2) on a building located at 7420 Westlake Terrace, Bethesda MD. | Minor Modification | Westlake Towers | 155 | 7420 | Westlake Terr | Bethesda | R-H | Westlake Park Condo |  | Private | 39.026 | -77.1508 | Building | 144.5 | 0 | Caitlin Ratzlaff | 2019-07-31 | 2019-11-13 | Withdrawn | 7WAN051A |  | https://montgomerycountytfcg.s3.amazonaws.com/Applications/MC2019070926.pdf
2019070915 | T-Mobile | This Application is on behalf of T-Mobile. The Applicant proposes to remove (3) antennas, install (6) antennas and remove and replace (3) RRUs on a building located at 1352 Holton Lane, Takoma Park MD. | Minor Modification | EZ Storage - Takoma Park | 388 | 1352 | Holton Ln | Adelphi | CRT-2.5 C-2.5 R-1.5 H-80 | Takoma Park Land LLLP |  | Private | 38.9858 | -76.9853 | Building | 33.3 | 0 | Steve Dewberry | 2019-07-30 | 2019-11-13 | Withdrawn | EZ Storage Tacoma Park |  | https://montgomerycountytfcg.s3.amazonaws.com/Applications/MC2019070915.pdf
2019070919 | T-Mobile | Remove six antennas. Add three antennas and 3 RRHs at 142' on an existing 170' monopole. | Minor Modification | Aspen Monopole | 104 | 15710 | New Hampshire Ave | Silver Spring | RE-2 | Michael A. Grodin |  | Private | 39.1161 | -76.9962 | Monopole | 172 | 0 | Steven Fanshaw | 2019-07-30 | 2019-11-06 | Recommended | 7WAN128A |  | https://montgomerycountytfcg.s3.amazonaws.com/Applications/MC2019070919+Application.pdf
2019070920 | T-Mobile | This Application is on behalf of T-Mobile. The Applicant proposes to remove and replace (3) antennas and (3) RRHs on a building located at 10750 Columbia Pike, Silver Spring MD. | Minor Modification | Choice International | 29 | 10750 | Columbia Pike | Silver Spring | CRT-2.25 C-1.5 R-0.75 H-45 | VREC III LO COLESVILLE MEDICAL MOB LLC |  | Private | 39.0324 | -77.0045 | Building | 85 | 0 | Caitlin Ratzlaff | 2019-07-30 | 2019-11-13 | Withdrawn | 7WAN135A |  | https://montgomerycountytfcg.s3.amazonaws.com/Applications/MC2019070920.pdf
2019070921 | T-Mobile | This Application is on behalf of T-Mobile. The Applicant proposes to remove and replace (3) antennas and (3) RRHs on a building located at 5901 Montrose Road, Rockville MD. | Minor Modification | Pavilion Apts | 31 | 5901 | Montrose Rd | Rockville | CR-4.0 C-0.25 R-4.0 H-190 | CP5 MONTEREY LLC |  | Private | 39.0537 | -77.1189 | Building | 152 | 0 | Caitlin Ratzlaff | 2019-07-30 | 2019-11-13 | Withdrawn | 7WAN596N |  | https://montgomerycountytfcg.s3.amazonaws.com/Applications/MC2019070921.pdf
2019070922 | T-Mobile | This Application is on behalf of T-Mobile. The Applicant proposes to remove and replace (4) antennas and (3) RRHs on a building located at 12125 Veirs Mill Road, Silver Spring MD. | Minor Modification | Veirs Mill | 251 | 12125 | Veirs Mill Rd | Silver Spring | CRT-1.25 | Action Chapel International City of Truth Inc |  | Private | 39.0558 | -77.0808 | Building | 30 | 0 | Caitlin Ratzlaff | 2019-07-30 | 2019-11-13 | Withdrawn | 7WAN628A |  | https://montgomerycountytfcg.s3.amazonaws.com/Applications/MC2019070922.pdf
2019070916 | T-Mobile | Remove and replace three antennas and 3 RRHs at 170' on an existing 170' monopole. | Minor Modification | Quail Hill Farms | 90 | 301 | Quailhill Drive | Brookeville | R | Andrew Austin |  | Private | 39.1628 | -77.0056 | Monopole | 170 | 0 | Pallavi Ayyala | 2019-07-29 | 2019-10-02 | Recommended | 7WAN175A |  | https://montgomerycountytfcg.s3.amazonaws.com/Applications/MC2019070916+Application.pdf
2019070911 | T-Mobile | Remove and replace three antennas and 3 RRHs at 112' on an existing 130' monopole. | Minor Modification | Bullis Prep School | 22 | 10601 | Falls Rd | Potomac | RE-2 | The Bullis School Inc. | School | Private | 39.0296 | -77.1945 | Monopole | 130 | 0 | Steven Fanshaw | 2019-07-25 | 2019-09-04 | Recommended | 7WAN210A |  | https://montgomerycountytfcg.s3.amazonaws.com/Applications/MC2019070911+Application.pdf
2019070912 | T-Mobile | Remove and replace three antennas and 3 RRHs at 129' on an existing 150' monopole. | Minor Modification | Fire Station 33 | 37 | 11430 | Falls Rd | Potomac | R-200 | Rockville Volunteer Fire Dept. | Fire | Private | 39.0437 | -77.1939 | Monopole | 150 | 0 | Steven Fanshaw | 2019-07-25 | 2019-09-04 | Recommended | 7WAN038A |  | https://montgomerycountytfcg.s3.amazonaws.com/Applications/MC2019070912+Application.pdf
2019070908 | T-Mobile | This Application is on behalf of T-Mobile . The applicant proposes to remove and replace (9) Antennas and remove (2) RRUs, install (6) RRUs and remove (1) cabinet and install (2) new cabinets on a building located at 7100 Connecticut Avenue, Chevy Chase | Minor Modification | National 4-H Council Bldg | 44 | 7100 | Connecticut Ave | Chevy Chase | R-60 | National 4-H Council |  | Private | 38.981 | -77.0788 | Building | 36 | 0 | Caitlin Ratzlaff | 2019-07-24 | 2019-11-13 | Withdrawn | 7WAN008A |  | https://montgomerycountytfcg.s3.amazonaws.com/Applications/MC2019070908.pdf
2019070906 | Verizon Wireless | This Application is on behalf of Verizon. The applicant proposes to install (3) antennas, (3) ASODs and (3) RRHs on a building rooftop located at 8121 Georgia Avenue, Silver Spring MD. | Minor Modification | World Building Tower | 173 | 8121 | Georgia Ave | Silver Spring | CR-3.0 C-3.0 R-3.0 H-130 | World Building LLC |  | Private | 38.9911 | -77.0261 | Building | 117 | 0 | Shea Beltran | 2019-07-22 | 2019-11-13 | Withdrawn | World Building |  | https://montgomerycountytfcg.s3.amazonaws.com/Applications/MC2019070906.pdf
2019070907 | T-Mobile | Remove and replace three antennas and 3 RRHs at 127' on an existing 180' tower. | Minor Modification | Troop 52 Forest Preserve | 113 | 16100 | Darnestown Rd | Dawsonville | AR | Seneca Creek Forest Preserve Inc |  | Private | 39.1343 | -77.335 | Tower | 180 | 0 | Pallavi Ayyala | 2019-07-22 | 2019-09-04 | Recommended | 7WAN141A |  | https://montgomerycountytfcg.s3.amazonaws.com/Applications/MC2019070907+Application.pdf
2019060888 | Verizon Wireless | Add three antennas and 3 RRHs at 102' on an existing 120' monopole. | Minor Modification | Airpark Industrial Center | 83 | 7707 | Airpark Rd | Gaithersburg | IL-1.0 H-50 | Crown Atlantic Co LLC |  | Private | 39.1715 | -77.1578 | Monopole | 120 | 0 | Steven Fanshaw | 2019-07-18 | 2019-09-04 | Recommended | Montgomery County Airpark |  | https://montgomerycountytfcg.s3.amazonaws.com/Applications/MC2019060888+Application.pdf
2019070901 | AT&T Wireless | Add a 4' x 10' concrete pad in the existing equipment compound. Place a 30kW diesel generator on concrete pad. | Minor Modification | Fire Station 31 | 10 | 12100 | Darnestown Rd | Gaithersburg | R-200 | Montgomery County |  | Public | 39.1161 | -77.2512 | Monopole | 161 | 0 | Michael Rebner | 2019-07-17 | 2019-10-02 | Recommended | FA 10004887 |  | https://montgomerycountytfcg.s3.amazonaws.com/Applications/MC2019070901+Application.pdf
2019070900 | T-Mobile | Remove and replace six antennas. Add 3 RRHs at 170' on an existing 192' monopole. | Minor Modification | Clement Property | 189 | 25201 | Peach Tree Rd | Clarksburg | AR | BRINKLOW-BLOCKTOWN LLC |  | Private | 39.2672 | -77.3193 | Monopole | 190 | 0 | Michael Snowden | 2019-07-11 | 2019-10-02 | Recommended | 7WAN241A (15099) |  | https://montgomerycountytfcg.s3.amazonaws.com/Applications/MC2019070900+Application.pdf
2019070896 | AT&T Wireless | Remove six antennas and 3 RRHs. Add six antennas and 9 RRHs at 152' on an existing 180' monopole. | Minor Modification | Dickerson Auto Center | 105 | 22210 | Dickerson Rd | Dickerson | IM-2.5 H-50 | SMS Partnership | Crown Castle | Private | 39.2211 | -77.4281 | Monopole | 175.5 | 0 | Joseph Stewart | 2019-07-10 | 2019-08-07 | Recommended | Dickerson |  | https://montgomerycountytfcg.s3.amazonaws.com/Applications/MC2019070896+Application.pdf
2019070898 | T-Mobile | This Application is on behalf of T-Mobile. The applicant proposes to remove and replace (3) antennas and install (3) RRH's and install (2) Equipment Battery Cabinets on a building located at 5225 Pooks Hill Road, Bethesda MD. | Minor Modification | Promenade | 47 | 5225 | Pooks Hill Rd | Bethesda | R-H | Promenade Towers MH Corp |  | Private | 39.0174 | -77.1068 | Building | 193 | 0 | Elizabeth Dietrich | 2019-07-10 |  | Withdrawn | 7WAN125E |  | https://montgomerycountytfcg.s3.amazonaws.com/Applications/MC2019070898.pdf
2019070899 | T-Mobile | This Application is on behalf of T-Mobile. The applicant proposes to remove and replace (3) antennas and remove (1) Cabinet, install (2) RRU's and install (2) Equipment Battery Cabinets on a building located at 18700 Walkers Choice Road, Gaithersbur | Minor Modification | Walkers House | 144 | 18700 | Walkers Choice Rd | Gaithersburg | R-10 | Walker House Owner LLC |  | Private | 39.163 | -77.2051 | Building | 76 | 0 | Elizabeth Dietrich | 2019-07-10 |  | Withdrawn | 7WAN246E |  | https://montgomerycountytfcg.s3.amazonaws.com/Applications/MC2019070899.pdf
2019060886 | AT&T Wireless | Remove six antennas and 3 RRHs. Add six antennas and 12 RRHs at 154' on an existing 230' tower. | Minor Modification | Kenwood Country Club | 30 | 5601 | River Rd | Bethesda | R-90 | Kenwood Country Club |  | Private | 38.9766 | -77.1142 | Tower | 230 | 0 | Joseph Stewart | 2019-07-09 | 2019-09-04 | Recommended | Radnor Rd |  | https://montgomerycountytfcg.s3.amazonaws.com/Applications/MC2019060886+Application.pdf
2019070894 | Verizon Wireless | Remove twelve antennas and install nine antennas at 196' on an existing 173'6" building. | Minor Modification | Grosvenor Station | 191 | 10301 | Grosvenor Pl | Rockville | R-10 | Grosvenor Tower LP |  | Private | 39.0261 | -77.1068 | Building | 173.5 | 0 | Jessica Bingham | 2019-07-09 | 2019-09-04 | Recommended | Grosvenor |  | https://montgomerycountytfcg.s3.amazonaws.com/Applications/MC2019070894+Application.pdf
2019070895 | AT&T Wireless | Attach six antennas and 12 remote radio heads (RRH) at 122' on a 120' monopole. A 100kW diesel generator is to be mounted on a proposed 5'x13' concrete pad within the existing equipment compound at ground level. | Colocation | Rinaldi Property | 24 | 15700 | Georgia Ave | Olney | R-200 | Patricia V Rinaldi |  | Private | 39.1159 | -77.0745 | Monopole | 120 | 0 | Tessia D Knight | 2019-07-09 | 2019-09-04 | Recommended | Gleneagles |  | https://montgomerycountytfcg.s3.amazonaws.com/Applications/MC2019070895+Application+%26+Report.pdf
2019070891 | T-Mobile | Add three antennas and 3 RRHs at 128' on an existing 138'6" monopole. | Minor Modification | Lloyd Property | 268 | 21410 | Beallsville Rd | Dickerson | AR | DRISKELL LISBETH I DRISKELL BRIAN V |  | Private | 39.2086 | -77.3853 | Monopole | 140 | 0 | Steven Fanshaw | 2019-07-02 | 2019-10-11 | Withdrawn | 7WAN562B |  | https://montgomerycountytfcg.s3.amazonaws.com/Applications/MC2019070891.pdf
2019070892 | T-Mobile | Remove and replace three antennas. Add 3 RRHs at 180' on an existing 200' monopole. | Minor Modification | Damascus VFD 13 Activity Ctr | 107 | 10211 | Lewis Dr | Damascus | RE-2C | Damascus VFD | Fire | Private | 39.2908 | -77.2135 | Monopole | 200 | 0 | Steven Fanshaw | 2019-07-02 | 2019-09-04 | Recommended | 7WAN181B |  | https://montgomerycountytfcg.s3.amazonaws.com/Applications/MC2019070892+Application.pdf
2019070889 | Verizon Wireless | Add two antennas and remove and replace 3 RRHs at 58' on an existing 53' building. | Minor Modification | White Flint Professional Building | 492 | 11119 | Rockville Pike | Kensington | EOF-3.0 H-100 | Rockville Pike Partnership |  | Private | 39.0393 | -77.1085 | Building | 50 | 0 | Jessica Bingham | 2019-07-01 | 2019-09-04 | Recommended | Addie |  | https://montgomerycountytfcg.s3.amazonaws.com/Applications/MC2019070889+Application.pdf
2019060879 | Verizon Wireless | This Application is on behalf of Verizon. The applicant proposes to install (2) antennas on a building located at 6015 Montrose Road, Rockville MD. | Colocation | Rockville 12 | 692 | 6015 | Montrose Rd | Rockville | CRT-3.0 C-3.0 R-2.5 H-120 | Verizon Maryland Merge Co |  | Private | 39.0534 | -77.1218 | Building | 34.3 | 0 | Astrid Payne | 2019-06-28 | 2019-08-14 | Withdrawn | Rockville 12 |  | https://montgomerycountytfcg.s3.amazonaws.com/Applications/MC2019060879.pdf
2019060878 | AT&T Wireless | Remove and replace six antennas at 148' on an existing 117' building. | Minor Modification | World Building Tower | 173 | 8121 | Georgia Ave | Silver Spring | CR-3.0 C-3.0 R-3.0 H-130 | World Building LLC |  | Private | 38.9911 | -77.0261 | Building | 117 | 0 | Joseph Stewart | 2019-06-27 | 2019-08-07 | Recommended | Sligo |  | https://montgomerycountytfcg.s3.amazonaws.com/Applications/MC2019060878+Application.pdf
2019060887 | AT&T Wireless | Remove and replace six antennas and 9 RRHs at 104' on an existing 140' water tank. | Minor Modification | Brink Water Tank | 87 | 21701 | Ridge Rd | Germantown | AR | WSSC | WSSC | Public | 39.2126 | -77.238 | Water Tank | 124 | 0 | Joseph Stewart | 2019-06-27 | 2019-09-04 | Recommended | Gonk Fill |  | https://montgomerycountytfcg.s3.amazonaws.com/Applications/MC2019060887+Application.pdf
2019040781 | Verizon Wireless | Attach one antenna and one remote radio head (RRH) at 38'5" on an existing 35' building. | Colocation | Federal Plaza | 691 | 12260 | Rockville Pike | Rockville | CR-2.25 C-0.75 R-1.5 H-150 | Federal Realty Invest Trust |  | Private | 39.0572 | -77.1225 | Building | 34 | 0 | Astrid Payne | 2019-06-26 | 2019-09-04 | Recommended | Rockville 11 |  | https://montgomerycountytfcg.s3.amazonaws.com/Applications/MC2019040781+Application+%26+Report.pdf
2019060883 | WMATA | Construct a 200' self-supporting lattice tower and install four antennas at 173'/190'. Install an 11'8" x 34' equipment shelter, a 1,000-gallon liquid propane tank, and a 9' chain-link fence with barbed wire at ground level. | New | Glenmont Tower | 690 | 12750 | Layhill Rd | Silver Spring | R-90 | WMATA |  | Public | 39.0671 | -77.0538 | Tower | 0 | 0 | Alexandra Bull | 2019-06-25 | 2019-09-04 | Recommended | Glenmont |  | https://montgomerycountytfcg.s3.amazonaws.com/Applications/MC2019060883+Application+%26+Report.pdf
2019060881 | Verizon Wireless | Add one antenna and 1 RRH at 25' on an existing 21' building. | Minor Modification | Giant Food - Silver Spring | 566 | 8750 | Arliss St | Silver Spring | CRT 3.0 | Washington Real Estate Investment Trust |  | Private | 38.9995 | -77.0024 | Building | 19 | 0 | Shari Scoggin-Saslaw | 2019-06-23 | 2019-09-04 | Recommended | Arliss |  | https://montgomerycountytfcg.s3.amazonaws.com/Applications/MC2019060881+Application.pdf
2019060882 | Verizon Wireless | Remove and replace 3 RRHs. Add three antennas and 3 RRHs at 116'/126'6"/130'6" on an existing 108' building. | Minor Modification | Takoma Tower | 27 | 7051 | Carroll Ave | Takoma Park | NR-0.75 H-50 | Takoma Tower LP | County | Public | 38.9747 | -77.0105 | Building | 109.1 | 0 | Shari Scoggin-Saslaw | 2019-06-23 | 2019-09-04 | Recommended | Piney Branch |  | https://montgomerycountytfcg.s3.amazonaws.com/Applications/MC2019060882+Application.pdf
2019060880 | Verizon Wireless | Remove nine antennas and 3 RRHs. Add six antennas and 6 RRHs at 90' on an existing 120' monopole. | Minor Modification | Silver Spring YMCA | 4 | 9800 | Hastings Dr | Silver Spring | R-60 | n |  | Private | 39.0159 | -77.0134 | Monopole | 120 | 0 | Aftyn Crowe | 2019-06-20 | 2019-08-07 | Recommended | Woodmoor |  | https://montgomerycountytfcg.s3.amazonaws.com/Applications/MC2019060880+Application.pdf
2019060876 | Verizon Wireless | Add three antennas and 3 RRHs at 75'/78' on an existing 65' building. | Minor Modification | Bethesda Row | 465 | 7255 | Woodmont Ave | Bethesda | CR-5.0 C-5.0 R-5.0 H-145 | Street Retail Inc. |  | Private | 38.9818 | -77.0955 | Building | 65 | 0 | Shari Scoggin-Saslaw | 2019-06-16 | 2019-09-04 | Recommended | Bethesda Row |  | https://montgomerycountytfcg.s3.amazonaws.com/Applications/MC2019060876+Application.pdf
2019050835 | Verizon Wireless | Remove six antennas and 3 RRHs. Add three antennas and 3 RRHs at 100' on an existing 100' monopole. | Minor Modification | Extra Space Storage Monopole | 578 | 12030 | Parklawn Dr | Rockville | IL-1.0 H-50 | ESS Prisa LLC |  | Private | 39.0546 | -77.1078 | Monopole | 100 | 0 | Shari Scoggin-Saslaw | 2019-06-15 | 2019-09-04 | Recommended | Loemanns - A |  | https://montgomerycountytfcg.s3.amazonaws.com/Applications/MC2019050835+Application.pdf
2019060873 | T-Mobile | Remove nine antennas and 3 RRHs. Add nine antennas and 6 RRHs at 142'/171' on an existing 135' building. | Minor Modification | Double Tree Hotel | 561 | 8120 | Wisconsin Ave | Bethesda | CR-3.0 C-3.0 R-2.75 H-110 | BLT Fund 9 Bethesdan LLC |  | Private | 38.9913 | -77.0961 | Building | 135 | 0 | Caitlin Ratzlaff | 2019-06-13 | 2019-08-07 | Recommended | 7WAN499D |  | https://montgomerycountytfcg.s3.amazonaws.com/Applications/MC2019060873Application.pdf
2019060874 | T-Mobile | Remove and replace four antennas and 4 RRHs at 82'/86' on an existing 79' building. | Minor Modification | Wayne Manchester Towers | 229.1 | 75 | Wayne Ave E | Silver Spring | R-10 | Wayne Manchester Limited Partnership |  | Private | 39.0001 | -77.0082 | Building | 72 | 0 | Caitlin Ratzlaff | 2019-06-13 | 2019-07-10 | Recommended | 7WAN624A |  | https://montgomerycountytfcg.s3.amazonaws.com/Applications/MC2019060874+Application.pdf
2019060875 | T-Mobile | Remove and replace four antennas and 4 RRHs at 133' on an existing 103' building. | Minor Modification | The Overlook | 579 | 3200 | N. Leisure World Blvd | Silver Spring | PRC | Vantage Point East |  | Public | 39.1074 | -77.0661 | Building | 103 | 0 | Caitlin Ratzlaff | 2019-06-13 | 2019-07-10 | Recommended | 7WAN119F |  | https://montgomerycountytfcg.s3.amazonaws.com/Applications/MC2019060875+Application.pdf
2019060868 | T-Mobile | Remove and replace four antennas and 4 RRHs at 44' on an existing 25' building. | Minor Modification | Layhill Rd | 242 | 14301 | Layhill Rd | Silver Spring | EOF-1.5, H-75 | Layhill Associates LLC |  | Private | 39.091 | -77.0444 | Building | 24 | 0 | Caitlin Ratzlaff | 2019-06-12 | 2019-07-10 | Recommended | 7WAN086A |  | https://montgomerycountytfcg.s3.amazonaws.com/Applications/MC2019060868+Application.pdf
2019060869 | T-Mobile | Remove and replace three antennas and 3 RRHs at 130' on an existing 129' monopole. | Minor Modification | Magruder High School | 285 | 5939 | Muncaster Mill Rd | Rockville | RE-1 | MCPS | School | Public | 39.1325 | -77.1176 | Monopole | 120 | 0 | Caitlin Ratzlaff | 2019-06-12 | 2019-07-10 | Recommended | 7WAN071B |  | https://montgomerycountytfcg.s3.amazonaws.com/Applications/MC2019060869+Application.pdf
2019060870 | T-Mobile | Remove and replace three antennas and 3 RRHs at 73' on an existing 75' building. | Minor Modification | Woodside Manor | 57 | 2114 | Dexter Ave | Silver Spring | R-10 | Woodside Manor LP |  | Private | 39.0212 | -77.0461 | Building | 75 | 0 | Caitlin Ratzlaff | 2019-06-12 | 2019-07-10 | Recommended | 7WAN453D |  | https://montgomerycountytfcg.s3.amazonaws.com/Applications/MC2019060870+Application.pdf
2019060871 | T-Mobile | This Application is on behalf of T-Mobile . The applicant proposes to remove (3) antennas and install (4) antennas and remove (3) RRUs and install (4) RRUs on a building located at 7420 West Lake Terrace, Bethesda MD. | Minor Modification | Westlake Towers | 155 | 7420 | Westlake Terr | Bethesda | R-H | Westlake Park Condo |  | Private | 39.026 | -77.1508 | Building | 144.5 | 0 | Caitlin Ratzlaff | 2019-06-12 | 2019-08-01 | Withdrawn | 7WAN051A |  | https://montgomerycountytfcg.s3.amazonaws.com/Applications/MC2019060871.pdf
2019060872 | T-Mobile | Remove and replace three antennas. Add 3 RRHs at 90' on an existing 83' building. | Minor Modification | Kensington House | 325 | 10225 | Frederick Ave | Kensington | R-10 | Bimblich-Diener & Co LLC |  | Private | 39.0247 | -77.0697 | Building | 83 | 0 | Caitlin Ratzlaff | 2019-06-12 | 2019-08-07 | Recommended | 7WAN104A |  | https://montgomerycountytfcg.s3.amazonaws.com/Applications/MC2019060872+Application.pdf
2019060864 | T-Mobile | Remove six antennas and 9 RRHs. Add six antennas and 6 RRHs at 135' on an existing 154' monopole. | Minor Modification | Tri-State Stone Quarry | 20 | 8200 | Seven Locks Rd | Bethesda | R-200 | Ben Porto & Son LTD |  | Private | 38.9887 | -77.1614 | Monopole | 154 | 0 | Caitlin Ratzlaff | 2019-06-11 | 2019-08-07 | Recommended | 7WAN612A |  | https://montgomerycountytfcg.s3.amazonaws.com/Applications/MC2019060864Application.pdf
2019060866 | T-Mobile | Remove and replace three antennas and 3 RRHs at 83' on an existing 57' building. | Minor Modification | Montgomery Towers | 265 | 415 | Silver Spring Ave | Silver Spring | R-10 | Montgomery Towers LLC |  | Private | 38.9933 | -77.0108 | Building | 57 | 0 | Caitlin Ratzlaff | 2019-06-11 | 2019-07-10 | Recommended | 7WAN277A |  | https://montgomerycountytfcg.s3.amazonaws.com/Applications/MC2019060866+Application.pdf
2019060867 | T-Mobile | Remove and replace three antennas and 3 RRHs at 160' on an existing 125' building. | Minor Modification | Claridge House Apts | 179 | 2445 | Lyttonsville Rd | Silver Spring | CRT-1.25, C-0.25, R-1.25, H-150 | C & C Apartments Assoc LP |  | Private | 39 | -77.0525 | Building | 125 | 0 | Caitlin Ratzlaff | 2019-06-11 | 2019-07-10 | Recommended | 7WAN052A |  | https://montgomerycountytfcg.s3.amazonaws.com/Applications/MC2019060867+Application.pdf
2019060857 | T-Mobile | This Application is on behalf of T-Mobile . The applicant proposes to remove and replace (9) antennas and remove (2) RRUs and install (3) RRUs on a Building located at 7100 Connecticut Avenue, Chevy Chase MD. | Minor Modification | National 4-H Council Bldg | 44 | 7100 | Connecticut Ave | Chevy Chase | R-60 | National 4-H Council |  | Private | 38.981 | -77.0788 | Building | 36 | 0 | Caitlin Ratzlaff | 2019-06-10 | 2019-08-01 | Withdrawn | 7WAN008A |  | https://montgomerycountytfcg.s3.amazonaws.com/Applications/MC2019060857.pdf
2019060858 | Sprint/Nextel | Remove and replace one antenna at the top of an existing 57'7" Pepco utility pole. Install a new equipment cabinet at approximately the same vertical height as an existing cabinet; place the existing cabinet, 1 RRH, and 1 GPS antenna inside the new cabine | Minor Modification | Pepco 740471-8088 | 680 | 300 Blk | Muddy Branch Rd | Gaithersburg | R-200 | Pepco |  | Public | 39.129 | -77.2084 | Utility Pole | 0 | -1 | Thomas Kable | 2019-06-10 | 2019-07-10 | Recommended | MB-06 |  | https://montgomerycountytfcg.s3.amazonaws.com/Applications/MC2019060858+Application.pdf
2019060859 | Sprint/Nextel | Remove and replace one antenna at the top of an existing 59' Pepco utility pole. Install a new equipment cabinet at approximately the same vertical height as an existing cabinet; place the existing cabinet, 1 RRH, and 1 GPS antenna inside the new cabinet. | Minor Modification | Pepco 738470-9809 | 679 |  | Muddy Branch Rd & Palmspring Dr | Gaithersburg | R-200 | Pepco |  | Public | 39.1241 | -77.2148 | Utility Pole | 0 | -1 | Thomas Kable | 2019-06-10 | 2019-07-10 | Recommended | MB05 |  | https://montgomerycountytfcg.s3.amazonaws.com/Applications/MC2019060859+Application.pdf
2019060860 | T-Mobile | Remove and replace three antennas. Add 3 RRHs at 38' on an existing 38' water tank. | Minor Modification | Cedar Heights Water Tank | 174 | 24213 | Ridge Rd | Damascus | RE-2C | WSSC | WSSC | Public | 39.2533 | -77.2278 | Water Tank | 38 | 0 | Caitlin Ratzlaff | 2019-06-10 | 2019-08-07 | Recommended | 7WAN180C |  | https://montgomerycountytfcg.s3.amazonaws.com/Applications/MC2019060860+Application.pdf
2019060862 | T-Mobile | Add three antennas and 3 RRHs at 71' on an existing 81' building. | Minor Modification | Potomac Water Filt. Plant | 91 | 12200 | River Rd | Rockville | RE-2 | WSSC | WSSC | Public | 39.0405 | -77.2537 | Building | 81.3 | 0 | Caitlin Ratzlaff | 2019-06-10 | 2019-07-10 | Recommended | 7WAN006A |  | https://montgomerycountytfcg.s3.amazonaws.com/Applications/MC2019060862+Application.pdf
2019060863 | Sprint/Nextel | Remove and replace one antenna at the top of an existing 46'5" Pepco utility pole. Install a new equipment cabinet at approximately the same vertical height as an existing cabinet; place the existing cabinet, 1 RRH, and 1 GPS antenna inside the new cabine | Minor Modification | Pepco 708451-0639 | 626 | 15330 | River Rd | Germantown | RC | State Highway Administration ROW | Pepco | Private | 39.0726 | -77.3198 | Utility Pole | 0 | -1 | Thomas Kable | 2019-06-10 | 2019-07-10 | Recommended | N13 |  | https://montgomerycountytfcg.s3.amazonaws.com/Applications/MC2019060863+Application.pdf
2019060848 | T-Mobile | Remove and replace three antennas and 3 RRHs at 127' on an existing 107' building. | Minor Modification | Verizon Building | 36 | 13100 | Columbia Pike | Silver Spring | EOF-0.75 H-100 T | Chesapeake and Potomac Tele Co MD |  | Private | 39.0713 | -76.9589 | Building | 68 | 0 | Caitlin Ratzlaff | 2019-06-07 | 2019-08-07 | Recommended | 7WAN019A |  | https://montgomerycountytfcg.s3.amazonaws.com/Applications/MC2019060848+Application.pdf
2019060850 | T-Mobile | Add three antennas and 3 RRHs at 43' on an existing 37' building. | Minor Modification | Halle Building | 109 | 2900 | Linden Ln | Silver Spring | EOF-1.5 | Halle, Warren E & MD |  | Private | 39.0149 | -77.0576 | Building | 36 | 0 | Caitlin Ratzlaff | 2019-06-07 | 2019-07-10 | Recommended | 7WAN060A |  | https://montgomerycountytfcg.s3.amazonaws.com/Applications/MC2019060850+Application.pdf
2019060851 | T-Mobile | Remove and replace three antennas and add 3 RRHs at 42'9 on an existing 30' building. | Minor Modification | Designer Gallery | 420 | 4218 | Howard Ave | Kensington | IM-2.5 | Gary Rosenthal |  | Private | 39.0307 | -77.0832 | Building | 30 | 0 | Caitlin Ratzlaff | 2019-06-07 | 2019-07-10 | Recommended | 7WAN075I |  | https://montgomerycountytfcg.s3.amazonaws.com/Applications/MC2019060851+Application.pdf
2019060849 | Sprint/Nextel | Remove and replace one antenna at the top of an existing 39'5" Pepco utility pole. Install a new equipment cabinet at approximately the same vertical height as an existing cabinet; place the existing cabinet, 1 RRH, and 1 GPS antenna inside the new cabine | Minor Modification | Pepco 707455-6964 | 681 | 13915 | Berryville Rd | Germantown | RC | Montgomery County ROW |  | Public | 39.0842 | -77.3249 | Utility Pole | 0 | -1 | Thomas Kable | 2019-06-07 | 2019-07-10 | Recommended | N9 |  | https://montgomerycountytfcg.s3.amazonaws.com/Applications/MC2019060849+Application.pdf
2019060852 | T-Mobile | This Application is on behalf of T-Mobile . The applicant proposes to remove and replace (3) antennas and install (3) RRUs on a water tank located at 2201 Industrial Parkway, Silver Spring MD. | Minor Modification | Colesville Tank | 138 | 2201 | Industrial Pkwy | Silver Spring | CR-1.0 C-1.0 R-0.5 H-220 | WSSC | WSSC | Public | 39.0495 | -76.9633 | Water Tank | 216 | 0 | Caitlin Ratzlaff | 2019-06-07 | 2019-09-19 | Withdrawn | 7WAN113A |  | https://montgomerycountytfcg.s3.amazonaws.com/Applications/MC2019060852.pdf
2019060853 | Sprint/Nextel | Remove and replace one antenna at the top of an existing 37'11" Pepco utility pole. Install a new equipment cabinet at approximately the same vertical height as an existing cabinet; place the existing cabinet, 1 RRH, and 1 GPS antenna inside the new cabin | Minor Modification | Pepco 741417-2212 | 683 |  | Macarthur Blvd & Clara Barton Pwky | Bethesda | RE-2 | Washington Aqueduct ROW | Pepco | Public | 38.9787 | -77.2066 | Utility Pole | 0 | -1 | Thomas Kable | 2019-06-07 | 2019-07-10 | Recommended | R4 |  | https://montgomerycountytfcg.s3.amazonaws.com/Applications/MC2019060853+Application.pdf
2019060854 | T-Mobile | Add three new antennas and 3 RRHs at 53' on an existing 61' building. | Minor Modification | Steinberg Silo | 318 | 15021 | Dufief Mill Rd | Gaithersburg | R-200 | Chabad Lubavitch of Upper Montgomery County |  | Private | 39.1027 | -77.2234 | Building | 61 | 0 | Caitlin Ratzlaff | 2019-06-07 | 2019-08-07 | Recommended | 7WAN115D |  | https://montgomerycountytfcg.s3.amazonaws.com/Applications/MC2019060854+Application.pdf
2019060855 | Sprint/Nextel | Remove and replace one antenna at the top of an existing 31'11" Pepco utility pole. Install a new equipment cabinet at approximately the same vertical height as an existing cabinet; place the existing cabinet, 1 RRH, and 1 GPS antenna inside the new cabin | Minor Modification | Pepco 735419-520710 | 687 | 10684 | Macarthur Blvd | Potomac | R-200 | Pepco |  | Public | 38.9857 | -77.2265 | Utility Pole | 0 | -1 | Thomas Kable | 2019-06-07 | 2019-06-27 | Recommended | S12 |  | https://montgomerycountytfcg.s3.amazonaws.com/Applications/MC2019060855+Application.pdf
2019060844 | T-Mobile | This Application is on behalf of T-Mobile. The applicant proposes to remove and replace (3) antennas and remove and replace (3) RRHs on a building located a 10220 River Road, Potomac MD. | Minor Modification | Semmes Building | 35 | 10220 | River Rd | Rocville | NR-0.75 | Semmes Buildng LLC |  | Private | 39.0182 | -77.2097 | Building | 42.5 | 0 | Caitlin Ratzlaff | 2019-06-06 | 2019-09-19 | Withdrawn | 7WAN001A |  | https://montgomerycountytfcg.s3.amazonaws.com/Applications/MC2019060844.pdf
2019060843 | AT&T Wireless | Remove six antennas and 6 RRHs. Add six antennas and 9 RRHs at 227' on an existing 230' tower. | Minor Modification | Benmar Property | 125 | 23000 | Whites Ferry Rd (18500 Elmers School Rd) | Dickerson | AR | Tower Road LLC |  | Private | 39.1574 | -77.4854 | Tower | 230 | 0 | Joseph Stewart | 2019-06-05 | 2019-07-10 | Recommended | Whites Ferry |  | https://montgomerycountytfcg.s3.amazonaws.com/Applications/MC2019060843+Application.pdf
2019060846 | T-Mobile | Add three antennas and 3 RRHs at 135' on an existing 480' tower. | Minor Modification | Shumaker Property | 127 | 0 | Peach Tree Rd | Boyds | AR | Shumaker Family Properties LLC |  | Private | 39.1996 | -77.3481 | Tower | 150 | 0 | Carrie Fazzolari | 2019-06-05 | 2019-07-10 | Recommended | WAN370B |  | https://montgomerycountytfcg.s3.amazonaws.com/Applications/MC2019060846+Application.pdf
2019060847 | Verizon Wireless | Add three antennas and 3 RRHs at 125' on an existing 190' monopole. | Minor Modification | Oakmont Monopole | 3 | 16801 | Oakmont Ave | Gaithersburg | IM-2.5 H-50 | 16801 Oakmont Avenue LLC |  | Private | 39.1315 | -77.174 | Monopole | 191 | 0 | Carrie Fazzolari | 2019-06-05 | 2019-09-04 | Recommended | Shady Grove |  | https://montgomerycountytfcg.s3.amazonaws.com/Applications/MC2019060847+Application.pdf
2019060840 | Verizon Wireless | The Application Description calls for the installation of (8) RRH. The Plans call for the installation of (6) RRH. | Minor Modification | Public Storage Briggs Chaney | 415 | 3351 | Briggs Chaney Rd | Silver Spring | EOF-0.75, H-100 T | Shurgard Maryland Properties Inc |  | Private | 39.075 | -76.9422 | Monopole | 140 | 0 | Shari Scoggin-Saslaw | 2019-06-03 | 2019-09-26 | Withdrawn | Fairland |  | https://montgomerycountytfcg.s3.amazonaws.com/Applications/MC2019060840+Application.pdf
2019050838 | Verizon Wireless | Remove nine antennas and 3 RRHs. Add six antennas and 6 RRHs at 125' on an existing 154' monopole. | Minor Modification | Tri-State Stone Quarry | 20 | 8200 | Seven Locks Rd | Bethesda | R-200 | Ben Porto & Son LTD |  | Private | 38.9887 | -77.1614 | Monopole | 154 | 0 | Jessica Bingham | 2019-05-30 | 2019-07-10 | Recommended | Burning Tree |  | https://montgomerycountytfcg.s3.amazonaws.com/Applications/MC2019050838+Application.pdf
2019050839 | Verizon Wireless | This Application is on behalf of Verizon. The applicant proposes to remove (7) antennas and install (8) antennas, remove (12) RRHs and install (8) RRUs on a tower located at 31 Derwood Circle, Rockville MD. | Minor Modification | Suburban Propane | 143 | 35 | Derwood Cir | Rockville | IM-2.5 H-50 | Suburban Propane |  | Private | 39.1032 | -77.1542 | Tower | 215 | 0 | Shari Scoggin-Saslaw | 2019-05-29 | 2019-09-19 | Withdrawn | Westmore |  | https://montgomerycountytfcg.s3.amazonaws.com/Applications/MC2019050839+Application.pdf
2019050836 | T-Mobile | Remove and replace six antennas at 116' on an existing 121' tower. | Minor Modification | Pepco 655-N | 364 | 8406 | Postoak Rd | Potomac | R-90 | Pepco | Pepco | Private | 39.0517 | -77.1731 | Tower | 121 | 0 | Elizabeth Dietrich | 2019-05-23 | 2019-07-10 | Recommended | 7WAN367B |  | https://montgomerycountytfcg.s3.amazonaws.com/Applications/MC2019050836+Application.pdf
2019050837 | T-Mobile | Remove and replace six antennas at 143' on an existing 150' tower. | Minor Modification | Pepco 195-S | 341 | 4751 | Sandy Spring Rd | Burtonsville | R-200 | Pepco | Pepco | Private | 39.106 | -76.9131 | Tower | 150 | 0 | Elizabeth Dietrich | 2019-05-23 | 2019-07-10 | Recommended | 7WAS393D |  | https://montgomerycountytfcg.s3.amazonaws.com/Applications/MC2019050837+Application.pdf
2019050834 | Verizon Wireless | This Application is on behalf of Verizon. The applicant proposes to remove (6) antennas and (9) RRHs and install (9) antennas and (6) RRH on a rooftop located at 8484 16th Street, Silver Spring MD. | Minor Modification | Summit Hills Apartments | 58 | 8484 | 16th St | Silver Spring | CR-2.5 C-0.25 R-2.5 H-145 | Summit Hills LLC |  | Private | 38.9951 | -77.037 | Building | 98.8 | 0 | Shea beltran | 2019-05-22 | 2019-09-19 | Withdrawn | Summit Hills |  | https://montgomerycountytfcg.s3.amazonaws.com/Applications/MC2019050834+Application.pdf
2019050833 | Verizon Wireless | This Application is on behalf of Verizon. The applicant proposes to remove (12) antennas and (6) RRHs and install (9) antennas and (9) RRHs on a building located at 9420 Key West Avenue, Rockville MD. | Minor Modification | Phillips Office Building | 279 | 9420 | Key West Ave | Rockville | LSC-1.0 H-110 T | Key West III LP |  | Private | 39.1029 | -77.1938 | Building | 54.25 | 0 | Shea beltran | 2019-05-21 | 2019-08-14 | Withdrawn | Medical Center Drive |  | https://montgomerycountytfcg.s3.amazonaws.com/Applications/MC2019050833+Application.pdf
2019050831 | T-Mobile | Remove and replace six antennas at 126' on an existing 126' tower. | Minor Modification | Pepco 644-S | 392 |  | Lloyd Rd and Betteker Ln | Rockville | R-200 | Pepco | Pepco | Private | 39.0587 | -77.2017 | Tower | 121 | 0 | Katherine Blackwood | 2019-05-21 | 2019-07-10 | Recommended | 7WAN512B |  | https://montgomerycountytfcg.s3.amazonaws.com/Applications/MC2019050831+Application.pdf
2019050820 | T-Mobile | Remove and replace three antennas at 135' on an existing 135' tower. | Minor Modification | Pepco 660-N | 243 | 11313 | Deborah Dr | Rockville | R-90 | Pepco | Pepco | Private | 39.0401 | -77.1642 | Tower | 134 | 0 | Katherine Blackwood | 2019-05-20 | 2019-06-05 | Recommended | 7WAN275A |  | https://s3.amazonaws.com/montgomerycountytfcg/Applications/MC2019050820+Application.pdf
2019050821 | T-Mobile | Remove and replace 3 RRHs at 82'/88' on an existing 64' building. | Minor Modification | White Oak Apartments | 385 | 11550 | Stewart Ln | Silver Spring | R-20 | G&I IX MONTGOMERY WHITE OAK |  | Private | 39.0448 | -76.9837 | Building | 64 | 0 | Cathy Conklin | 2019-05-20 | 2019-08-07 | Recommended | 7WAN134J |  | https://montgomerycountytfcg.s3.amazonaws.com/Applications/MC2019050821+Application.pdf
2019050830 | T-Mobile | Remove and replace three antennas at 110' on an existing 110' tower. | Minor Modification | Pepco 651-N | 352 | 8910 | Falls Farm Dr | Potomac | R-200 | Pepco | Pepco |  | 39.0557 | -77.1844 | Transmission Tower | 117.5 | 0 | Katherine Blackwood | 2019-05-20 | 2019-06-05 | Recommended | 7WAN427A |  | https://s3.amazonaws.com/montgomerycountytfcg/Applications/MC2019050830+Application.pdf
2019050828 | Verizon Wireless | Add three antennas and 3 RRHs at 92'/96' on an existing 81' building. | Minor Modification | Londonderry Apts | 17 | 17060 | King James Way | Gaithersburg | R-20 | Londonderry Afforadable LLC |  | Private | 39.1361 | -77.2069 | Building | 81 | 0 | Jessica Bingham | 2019-05-17 | 2019-08-07 | Recommended | NIST |  | https://montgomerycountytfcg.s3.amazonaws.com/Applications/MC2019050828+Application.pdf
2019050829 | T-Mobile | Remove and replace three antennas and 3 RRHs at 139' on an existing 150' monopole. | Minor Modification | Sarem Farm | 50 | 15901 | Columbia Pike | Burtonsville | RC | Jennifer Sarem |  | Private | 39.118 | -76.9292 | Monopole | 150 | 0 | Steven Fanshaw | 2019-05-17 | 2019-07-10 | Recommended | 7WAN095A |  | https://montgomerycountytfcg.s3.amazonaws.com/Applications/MC2019050829+Application.pdf
2019050826 | T-Mobile | Remove and replace three antennas and 3 RRHs at 80' on an exisiting 120' monopole. | Minor Modification | Airpark Industrial Center | 83 | 7707 | Airpark Rd | Gaithersburg | IL-1.0 H-50 | Crown Atlantic Co LLC |  | Private | 39.1715 | -77.1578 | Monopole | 120 | 0 | Steven Fanshaw | 2019-05-16 | 2019-07-10 | Recommended | 7WAN070F |  | https://montgomerycountytfcg.s3.amazonaws.com/Applications/MC2019050826+Application.pdf
2019050807 | T-Mobile | Remove and replace three antennas and 3 RRHs at 72' on an existing 57' building. | Minor Modification | Postal Training Facility | 233 | 10130 | Democracy Blvd | Potomac | RE-2 | United States Postal Service | Federal | Public | 39.0205 | -77.1864 | Building | 70 | 0 | Katherine Blackwood | 2019-05-10 | 2019-06-05 | Recommended | 7WAN107A |  | https://s3.amazonaws.com/montgomerycountytfcg/Applications/MC2019050807+Application.pdf
2019050809 | T-Mobile | Remove six antennas and 3 RRHs. Add six antennas and 6 RRHs at 80' on an existing 120' monopole. | Minor Modification | Extra Space Storage | 350 | 19500 | Frederick Rd | Germantown | GR-1.5 H-45 | Extra Space Properties 131 LLC |  | Private | 39.1755 | -77.24 | Monopole | 120 | 0 | Caitlin Ratzlaff | 2019-05-08 | 2019-07-10 | Recommended | 7WAN321A |  | https://montgomerycountytfcg.s3.amazonaws.com/Applications/MC2019050809+Application.pdf
2019050810 | T-Mobile | Remove four antennas and 8 RRHs. Add seven antennas and 8 RRHs at 167' on an existing 150' building. | Minor Modification | Democracy Center | 23 | 6903 | Rockledge Dr | Bethesda | CR-1.5 C-1.25 R-0.75 H-200 | G&I X Democracy Center LLC |  | Private | 39.0276 | -77.1405 | Building | 185 | 0 | Caitlin Ratzlaff | 2019-05-08 | 2019-07-10 | Recommended | 7WAN007A |  | https://montgomerycountytfcg.s3.amazonaws.com/Applications/MC2019050810+Application.pdf
2019050806 | FOX | Attach six antennas, two remote controlled microwave dish antennas, and one camera at various heights ranging from 774' to 160' on an existing 745' media broadcast tower. | Colocation | Pinnacle Towers | 21 | 5202 | River Rd | Bethesda | IM-2.5 H-50 | Pinnacle Towers Inc |  | Private | 38.9639 | -77.1047 | Tower | 744.5 | 0 | Steven Fanshaw | 2019-05-06 | 2019-07-10 | Recommended | Bethesda (River Rd) |  | https://montgomerycountytfcg.s3.amazonaws.com/Applications/MC2019050806+Application+%26+Report.pdf
2019050805 | T-Mobile | Remove and replace four antennas at 120'/136' on an existing 117' building. | Minor Modification | Battery Park | 145 | 7979 | Old Georgetown Rd | Bethesda | CR-3.0 | Jamal's 7979 LLC |  | Private | 38.9893 | -77.1012 | Building | 120 | 0 | Elizabeth Dietrich | 2019-05-02 | 2019-08-07 | Recommended | 7WDC444B |  | https://montgomerycountytfcg.s3.amazonaws.com/Applications/MC2019050805+Application.pdf
2019050802 | Sprint/Nextel | Remove and replace one antenna at the top of an existing 41'10" Pepco utility pole. Install a new equipment cabinet at approximately the same vertical height as an existing cabinet; place the existing cabinet, 1 RRH, and 1 GPS antenna inside the new cabin | Minor Modification | Pepco 720446-5521 | 627 | 13500 | River Rd | Potomac | RE-2 | State Highway Administration ROW | Pepco | Private | 39.0584 | -77.2793 | Utility Pole | 0 | -1 | Thomas Kable | 2019-05-01 | 2019-07-10 | Recommended | N15 |  | https://montgomerycountytfcg.s3.amazonaws.com/Applications/MC2019050802+Application.pdf
2019040793 | Sprint/Nextel | Remove and replace one antenna at the top of an existing 38’ wood pole. Install a new equipment cabinet at approximately the same vertical height as an existing cabinet; place the existing cabinet, 1 RRH, and 1 GPS antenna inside the new cabinet. | Minor Modification | Verizon M7424 | 684 | 10305 | Garden Way | Potomac | R-200 | Montgomery County ROW |  | Public | 39.0103 | -77.2163 | Utility Pole | 0 | -1 | Thomas Kable | 2019-04-30 | 2019-07-10 | Recommended | R5 |  | https://montgomerycountytfcg.s3.amazonaws.com/Applications/MC2019040793+Application.pdf
2019040796 | Sprint/Nextel | Remove and replace one antenna at the top of an existing 37’ wood pole. Install a new equipment cabinet at approximately the same vertical height as an existing cabinet; place the existing cabinet, 1 RRH, and 1 GPS antenna inside the new cabinet. | Minor Modification | Verizon M10487 | 682 | 7500 | Persimmon Tree Ln | Bethesda | R-200 | Montgomery County ROW |  | Public | 38.9826 | -77.1734 | Utility Pole | 0 | -1 | Thomas Kable | 2019-04-30 | 2019-07-10 | Recommended | R3 |  | https://montgomerycountytfcg.s3.amazonaws.com/Applications/MC2019040796+Application.pdf
2019040797 | Sprint/Nextel | Remove and replace one antenna at the top of an existing 33’ wood pole. Install a new equipment cabinet at approximately the same vertical height as an existing cabinet; place the existing cabinet, 1 RRH, and 1 GPS antenna inside the new cabinet. | Minor Modification | Verizon M109 | 628 | 15911 | River Rd | Poolesville | RC | State Highway Administration ROW | Verizon | Private | 39.0778 | -77.3318 | Utility Pole | 0 | -1 | Thomas Kable | 2019-04-30 | 2019-07-10 | Recommended | N7 |  | https://montgomerycountytfcg.s3.amazonaws.com/Applications/MC2019040797+Application.pdf
2019040798 | Sprint/Nextel | Remove and replace one antenna at the top of an existing 64' Pepco utility pole. Install a new equipment cabinet at approximately the same vertical height as an existing cabinet; place the existing cabinet, 1 RRH, and 1 GPS antenna inside the new cabinet. | Minor Modification | Pepco 738422-5074 | 685 | 8530 | Brickyard Rd | Potomac | R-200 | Pepco |  | Public | 38.9941 | -77.2161 | Utility Pole | 0 | -1 | Thomas Kable | 2019-04-30 | 2019-07-10 | Recommended | S10 |  | https://montgomerycountytfcg.s3.amazonaws.com/Applications/MC2019040798+Application.pdf
2019040799 | Sprint/Nextel | Remove and replace one antenna at the top of an existing 37' Pepco utility pole. Install a new equipment cabinet at approximately the same vertical height as an existing cabinet; place the existing cabinet, 1 RRH, and 1 GPS antenna inside the new cabinet | Minor Modification | Pepco 734422-9133 | 686 | 11099 | Macarthur Blvd | Potomac | PD-2 | Washington Aqueduct ROW |  | Public | 38.9929 | -77.2287 | Utility Pole | 0 | -1 | Thomas Kable | 2019-04-30 | 2019-07-10 | Recommended | S11 |  | https://montgomerycountytfcg.s3.amazonaws.com/Applications/MC2019040799+Application.pdf
2019040800 | Sprint/Nextel | Remove and replace one antenna at the top of an existing 49'10" Pepco utility pole. Install a new equipment cabinet at approximately the same vertical height as an existing cabinet; place the existing cabinet, 1 RRH, and 1 GPS antenna inside the new cabin | Minor Modification | Pepco 736417-5598 | 688 | 10642 | Macarthur Blvd | Potomac | R-200 | Washington Aqueduct ROW |  | Public | 38.981 | -77.2229 | Utility Pole | 0 | -1 | Thomas Kable | 2019-04-30 | 2019-07-10 | Recommended | S13 |  | https://montgomerycountytfcg.s3.amazonaws.com/Applications/MC2019040800+Application.pdf
2019040801 | Sprint/Nextel | Remove and replace one antenna at the top of an existing 52’4” Pepco utility pole. Install a new equipment cabinet at approximately the same vertical height as an existing cabinet; place the existing cabinet, 1 RRH, and 1 GPS antenna inside the new ca | Minor Modification | Pepco 739419-410620 | 689 | 7502 | Brickyard Rd | Rockville | R-200 | Montgomery County ROW |  | Public | 38.9856 | -77.2129 | Utility Pole | 0 | -1 | Thomas Kable | 2019-04-30 | 2019-07-10 | Recommended | S4 |  | https://montgomerycountytfcg.s3.amazonaws.com/Applications/MC2019040801+Application.pdf
2019040795 | Sprint/Nextel | Remove and replace three antennas at 70' on an existing 74' stealth monopole. Add 4 RRHs at ground level. | Minor Modification | Tilden Middle School | 236 | 11211 | Old Georgetown Rd | Rockville | R-90 | Board of Education | School | Public | 39.0384 | -77.1211 | Monopole | 75 | 0 | Michael Wingard | 2019-04-29 | 2019-06-05 | Recommended | WA23XC511 |  | https://s3.amazonaws.com/montgomerycountytfcg/Applications/MC2019040795+Application.pdf
2019040786 | Sprint/Nextel | Remove three antennas and 3 RRHs. Add three antennas at 76' on an existing 125' monopole. | Minor Modification | Rinaldi Property | 24 | 15700 | Georgia Ave | Olney | R-200 | Patricia V Rinaldi |  | Private | 39.1159 | -77.0745 | Monopole | 120 | 0 | Carrie Fazzolari | 2019-04-24 | 2019-06-05 | Recommended | WA23XC423 |  | https://s3.amazonaws.com/montgomerycountytfcg/Applications/MC2019040786+Application.pdf
2019040783 | Sprint/Nextel | Remove and replace one microwave dish antenna at 184' on an existing 173' building. | Minor Modification | Berkshire Towers | 42.01 | 11235 | Oak Leaf Dr | Silver Spring | R-10 | Enclave Holdings LLC Nonconnah Holdings LLC |  | Private | 39.0413 | -76.9934 | Building | 165 | 0 | Shannon West | 2019-04-23 | 2019-07-10 | Recommended | DC03XC048 |  | https://montgomerycountytfcg.s3.amazonaws.com/Applications/MC2019040783+Application.pdf
2019040772 | Verizon Wireless | Remove fifteen antennas and 3 RRHs. Add fifteen antennas and 9 RRHs at 119' on an existing 124' water tank. | Minor Modification | Brink Water Tank | 87 | 21701 | Ridge Rd | Germantown | AR | WSSC | WSSC | Public | 39.2126 | -77.238 | Water Tank | 124 | 0 | Shari Scoggin-Saslaw | 2019-04-16 | 2019-05-01 | Recommended | Goshen |  | https://s3.amazonaws.com/montgomerycountytfcg/Applications/MC2019040772+Application.pdf
2019040780 | DISH Wireless | Attach three antennas and 8 remote radio heads (RRH) at 460' on an existing 480' tower. Equipment to be installed within an existing fenced compound along with a ground mounted Dish antenna. | Colocation | Shumaker Property | 127 | 0 | Peach Tree Rd | Boyds | AR | Shumaker Family Properties LLC |  | Private | 39.1996 | -77.3481 | Tower | 150 | 0 | Steven Fanshaw | 2019-04-12 | 2019-06-05 | Recommended | VA0130004B |  | https://montgomerycountytfcg.s3.amazonaws.com/Applications/MC2019040780+Application+%26+Report.pdf
2019040773 | Sprint/Nextel | Remove twelve antennas and 3 RRHs. Add six antennas, 3 RRHs and relocate 6 RRHS and one Microwave Dish at 90' on an existing 275' tower. | Minor Modification | Carver Tower | 124 | 2647 | W University Blvd | Silver Spring | CR-5.0 C-4.5 R-4.5 H-130 | Bajwa Property Management LLC |  | Private | 39.0407 | -77.0549 | Tower | 275 | 0 | Michael Wingard | 2019-04-08 | 2019-06-05 | Recommended | DC25XC058 |  | https://s3.amazonaws.com/montgomerycountytfcg/Applications/MC2019040773+Application.pdf
2019040775 | Sprint/Nextel | Remove one microwave dish antenna and 1 RRH. Add one microwave dish and 2 RRHs at 86' on an existing 54' church steeple. | Minor Modification | Hughes Methodist Church | 228 | 10700 | Georgia Ave | Silver Spring | R-60 | Hughes United Methodist Church | Church | Private | 39.0303 | -77.0481 | Building | 30 | 0 | Shannon West | 2019-04-08 | 2019-05-01 | Recommended | WA23XC505-D |  | https://s3.amazonaws.com/montgomerycountytfcg/Applications/MC2019040775+Application.pdf
2019030765 | Sprint/Nextel | Remove three antennas and 3 RRHs. Add three antennas at 63' on an existing 55' building. | Minor Modification | Shady Grove Medical Center | 401 | 9850 | Key West Ave | Darnestown | CR-1.0 C-0.5 R-1.0 H-150 | HSRE-Cap Med Shady Grove Med Village LLC |  | Private | 39.1004 | -77.2104 | Building | 52 | 0 | Cynthia VanDeMark | 2019-03-25 | 2019-05-01 | Recommended | DC25XC011 |  | https://s3.amazonaws.com/montgomerycountytfcg/Applications/MC2019030765+Application.pdf
2019030762 | AT&T Wireless | Remove six antennas and 3 RRHs. Add six antennas and 6 RRHs at 141'/155' on an existing 135' building. | Minor Modification | Double Tree Hotel | 561 | 8120 | Wisconsin Ave | Bethesda | CR-3.0 C-3.0 R-2.75 H-110 | BLT Fund 9 Bethesdan LLC |  | Private | 38.9913 | -77.0961 | Building | 135 | 0 | Brooke Brungart | 2019-03-25 | 2019-05-01 | Recommended | Orchard Valley |  | https://s3.amazonaws.com/montgomerycountytfcg/Applications/MC2019030762+Application.pdf
2019030740 | Other | Attach one television transmission antenna at 772' on an existing 745' media broadcast tower. Install a satellite dish antenna at ground level on a new 12'x12' concrete pad within a 16'x16' extension to an existing compound Install a diesel generator at | Colocation | Pinnacle Towers | 21 | 5202 | River Rd | Bethesda | IM-2.5 H-50 | Pinnacle Towers Inc |  | Private | 38.9639 | -77.1047 | Tower | 744.5 | 0 | Steven Fanshaw | 2019-03-22 | 2019-06-05 | Recommended | Bethesda (River Rd) |  | https://montgomerycountytfcg.s3.amazonaws.com/Applications/MC2019030740+Application+%26+Report.pdf
2019030758 | Sprint/Nextel | Cell Tower Fit Out Remove (3) antennas, (2) microwaves with ODU, (8) coax cables, (1) Cleawire mount Install (6) antenna, (6) 800 MHz RRH, (6) 1900 MHz RRH, (3) Nokia RRH, (4) HybrId cables (1) Platform with safety rail kit, (1) equipment cabinet, (1) | Minor Modification | Milestone | 148 | 1 | Milestone Center Ct | Germantown | CR-2.0 C-1.75 R-0.5 H-125 T | WMMH Building LLC |  | Public | 39.2004 | -77.2591 | Monopole | 150 | 0 | Michael Wingard | 2019-03-19 | 2019-04-29 | Withdrawn | DC52XC375 |  | https://montgomerycountytfcg.s3.amazonaws.com/Applications/MC2019030758+Application.pdf
2019030751 | Sprint/Nextel | Remove and replace six antennas and add 3 remote radio heads (RRH) at 63'/69' on an existing 53' building. | Minor Modification | Phillips Office Building | 279 | 9420 | Key West Ave | Rockville | LSC-1.0 H-110 T | Key West III LP |  | Private | 39.1029 | -77.1938 | Building | 54.25 | 0 | Wesley A Winner | 2019-03-18 | 2019-04-03 | Recommended | DC52XC162/WA90XCH98 |  | https://s3.amazonaws.com/montgomerycountytfcg/Applications/MC2019030751+Application.pdf
2019030750 | AT&T Wireless | Remove 6 remote radio heads (RRH). Add six antennas and 9 RRHs at 184' on an existing 161' building. | Minor Modification | Wentworth House | 458 | 5411 | McGrath Blvd | N Bethesda | CR-4.0 C-2 R-3.5 H-250 | LCOR North Bethesda Residential One, LLC |  | Private | 39.0497 | -77.1085 | Building | 160.8 | 0 | Steve Brianas | 2019-03-14 | 2019-04-03 | Recommended | Loehmanns Plaza |  | https://s3.amazonaws.com/montgomerycountytfcg/Applications/MC2019030750+Application.pdf
2019030744 | Sprint/Nextel | Remove three antennas and 3 remote radio heads (RRH). Add three antennas at 148'5"/161 on an existing 140' building. | Minor Modification | Park Ritchie Apts | 48 | 7600 | Maple Ave | Takoma Park | R-10 | Park Ritchie LLC |  | Private | 38.9839 | -77.008 | Building | 151 | 0 | Cynthia VanDeMark | 2019-03-06 | 2019-04-03 | Recommended | DC03XC385 |  | https://s3.amazonaws.com/montgomerycountytfcg/Applications/MC2019030744+Application.pdf
2019030743 | Sprint/Nextel | Attach one remote radio head (RRH) and one 3" GPS antenna to a yet to be replaced 43' Pepco wooden utility pole. The 43' utility pole will be a replacement pole that was previously recommended on behalf of Crown Castle for T-Mobile. The proposed Crown C | Colocation | Pepco 806432-4594 | 651 | 10145 | New Hampshire Ave | Silver Spring | CRT-1.5 | Montgomery County | Pepco | Public | 39.0223 | -76.9769 | Utility Pole | 47.5 | -1 | Thomas Kable | 2019-03-05 | 2019-04-03 | Recommended | MNG-553 |  | https://s3.amazonaws.com/montgomerycountytfcg/Applications/MC2019030743+Application+%26+Report.pdf
2019030741 | Sprint/Nextel | Attach one remote radio head (RRH) and one 3" GPS antenna to a yet to be replaced 30'3" Pepco wooden utility pole. The 30'3" utility pole will be a replacement pole that was previously recommended on behalf of Crown Castle for T-Mobile. The proposed Cro | Colocation | Pepco 790423?7160 | 644 | 1328 | Fenwick Ln | Silver Spring | CR-5.0 | Montgomery County | Pepco | Public | 38.9966 | -77.0322 | Utility Pole | 39 | -1 | Thomas Kable | 2019-03-05 | 2019-04-03 | Recommended | MNG?107 |  | https://s3.amazonaws.com/montgomerycountytfcg/Applications/MC2019030741+Application+%26+Report.pdf
2019020730 | AT&T Wireless | Add a 4' x 5' concrete pad in the existing equipment compound. Place a 20KW diesel generator on concrete pad. | Minor Modification | Woodside Water Tank | 1 | 1945 | Seminary Pl | Silver Spring | R-60 | WSSC | WSSC | Public | 39.0099 | -77.0425 | Water Tank | 117 | 0 | Michael J. Rebner | 2019-02-05 | 2019-03-06 | Recommended | FA 10073026 |  | https://s3.amazonaws.com/montgomerycountytfcg/Applications/MC2019020730+Application.pdf
2019010721 | T-Mobile | Remove five antennas and three RRHs. Add six antennas and six RRHs at 215' on a 209' building. | Minor Modification | Clark Building | 45 | 7500 | Old Georgetown Rd | Bethesda | CR-8.0 | Clark Office Bldg LP |  | Private | 38.985 | -77.0954 | Building | 230 | 0 | Cathy Conklin | 2019-02-01 | 2019-03-06 | Recommended | 7WAN009 |  | https://s3.amazonaws.com/montgomerycountytfcg/Applications/MC2019010721+Application.pdf
2019010726 | AT&T Wireless | Attach nine antennas and 15 remote radio heads (RRH) at 119' on a 122' water tank. | Colocation | Olney Water Tank | 25.1 | 17710 | Buehler Rd | Olney | RT-12.5 | WSSC | WSSC | Public | 39.1479 | -77.0644 | Water Tank | 126 | 0 | T.R. Thompson | 2019-01-31 | 2019-04-03 | Recommended | Spartan |  | https://s3.amazonaws.com/montgomerycountytfcg/Applications/MC2019010726+Application+%26+Report.pdf
2019010723 | Sprint/Nextel | Remove three antennas and three RRHs. Add three antennas at 140' on an existing 140' monopole. | Minor Modification | Seneca Ayr Farm | 68 | 13100 | Old Baltimore Rd West | Boyds | IL-1.0 H-50 | Linthicum Properties Management LLC | Crown Castle | Private | 39.2124 | -77.2755 | Monopole | 140 | 0 | Carrie Fazzolari | 2019-01-29 | 2019-03-06 | Recommended | WA54XC682 |  | https://s3.amazonaws.com/montgomerycountytfcg/Applications/MC2019010723.pdf
2019010720 | T-Mobile | Remove and replace nine antennas and four RRHs. Add fourteen RRHs at 65' on an existing 68' building. | Minor Modification | Core Building | 290 | 12800 | Middlebrook Rd | Germantown | CR-1.25 | Gunners Lake Thirteen LP |  | Private | 39.1767 | -77.2653 | Building | 64 | 0 | Cathy Conklin | 2019-01-28 | 2019-03-06 | Recommended | 7WAN264 |  | https://s3.amazonaws.com/montgomerycountytfcg/Applications/MC2019010720+Application.pdf
2019010717 | T-Mobile | Remove nine antennas and four RRHs. Add nine antennas and eighteen RRHs at 175' on an existing 160' building. | Minor Modification | Rock Creek Terrace Apts | 8 | 12630 | Veirs Mill Rd | Rockville | R-10 | Rock Creek Terrace LP |  | Private | 39.0631 | -77.0964 | Building | 153 | 0 | Cathy Conklin | 2019-01-25 | 2019-02-13 | Recommended | 7WAN079A |  | https://montgomerycountytfcg.s3.amazonaws.com/Applications/MC2019010717+Application.pdf
2019010718 | T-Mobile | Remove three antennas and add six antennas at 82'/88' on an existing 73' building. | Minor Modification | White Oak Apartments | 385 | 11550 | Stewart Ln | Silver Spring | R-20 | G&I IX MONTGOMERY WHITE OAK |  | Private | 39.0448 | -76.9837 | Building | 64 | 0 | Cathy Conklin | 2019-01-25 | 2019-03-06 | Recommended | 7WAN134J |  | https://s3.amazonaws.com/montgomerycountytfcg/Applications/MC2019010718+Application.pdf
2018110612 | AT&T Wireless | Remove nine antennas and add six antennas at 126' on an existing 128' tower. | Minor Modification | Pepco 68-S | 314.1 | 17099 | Riffle Ford Rd | Germantown | R-200 | Pepco | Pepco | Private | 39.1376 | -77.2746 | Tower | 134 | 0 | Joseph Stewart | 2019-01-23 | 2019-03-06 | Recommended | Seneca Creek |  | https://s3.amazonaws.com/montgomerycountytfcg/Applications/MC2018110612+Application.pdf
2018120618 | AT&T Wireless | Remove six antennas and 3 RRHs. Add six antennas and 6 RRHs at 158' on an existing 152' building. | Minor Modification | Pavilion Apts | 31 | 5901 | Montrose Rd | Rockville | CR-4.0 C-0.25 R-4.0 H-190 | CP5 MONTEREY LLC |  | Private | 39.0537 | -77.1189 | Building | 152 | 0 | Joseph Stewart | 2019-01-23 | 2019-05-01 | Recommended | Pavillion APT |  | https://s3.amazonaws.com/montgomerycountytfcg/Applications/MC2018120618+Application.pdf
2019010658 | AT&T Wireless | Remove and replace six antennas and nine RRHs at 99' on an existing 105' water tank. | Minor Modification | Well Lane Water Tank | 2 | 11400 | Woodglen Dr & Executive Blvd | Rockville | CR-3.0 C-1.5 R-2.5 H-100 | WSSC | WSSC | Public | 39.0436 | -77.1141 | Water Tank | 105 | 0 | Joseph Stewart | 2019-01-23 | 2019-03-06 | Recommended | White Flint |  | https://s3.amazonaws.com/montgomerycountytfcg/Applications/MC2019010658+Application.pdf
2019010664 | AT&T Wireless | Remove six antennas and 3 RRHs. Add six antennas and 9 RRHs at 159'/160' on an existing 192' monopole. | Minor Modification | Clement Property | 189 | 25201 | Peach Tree Rd | Clarksburg | AR | BRINKLOW-BLOCKTOWN LLC |  | Private | 39.2672 | -77.3193 | Monopole | 190 | 0 | Joseph Stewart | 2019-01-23 | 2019-05-01 | Recommended | Little Bennett |  | https://s3.amazonaws.com/montgomerycountytfcg/Applications/MC2019010664+Application.pdf
2019010713 | Sprint/Nextel | Remove four antennas and three RRHs. Add six antennas and nine RRHs at 85'/86'9"/100'/101'9" on an existing 85' building. | Minor Modification | Londonderry Apts | 17 | 17060 | King James Way | Gaithersburg | R-20 | Londonderry Afforadable LLC |  | Private | 39.1361 | -77.2069 | Building | 81 | 0 | Morgan Smith | 2019-01-22 | 2019-03-06 | Recommended | DC52XC156 |  | https://s3.amazonaws.com/montgomerycountytfcg/Applications/MC2019010713+Application.pdf
2019010711 | AT&T Wireless | Attach six antennas and nine remote radio heads (RRH) at 142' on an existing 150' monopole. Equipment to be installed within an existing fenced compound. | Colocation | Knights of Columbus 2 | 13.02 | 17001 | Overhill Rd | Derwood | RE-1 | Montg Cncl K C Bldg Corp |  | Private | 39.1346 | -77.1414 | Monopole | 150 | 0 | Carrie Fazzolari | 2019-01-18 | 2019-03-06 | Recommended | Hobble Bush_806114 |  | https://s3.amazonaws.com/montgomerycountytfcg/Applications/MC2019010711+Application+%26+Report.pdf
2019010704 | Sprint/Nextel | Crown Castle will install Sprint equipment onto proposed strand which will be attached to an existing Pepco Utility pole. This includes 2 Nokia Flexi Zone Micro-Low Gain eMIMO Omni Antenna Model#: FAWQ/FAWS mounted on a strand bracket, a TD-LTE, Band 41, | Colocation | Pepco 785422-2158 | 665 | 2410 | East West Hwy | Silver Spring | R-60 | State Highway ROW | Pepco | Public | 38.9938 | -77.0517 | Utility Pole | 31 | -1 | Thomas Kable | 2019-01-17 |  | Withdrawn | MNG-445 |  | https://montgomerycountytfcg.s3.amazonaws.com/Applications/MC2019010704+Application.pdf
2019010706 | Sprint/Nextel | Crown Castle will install Sprint equipment onto proposed strand which will be attached to an existing Pepco Utility pole. This includes 2 Nokia Flexi Zone Micro-Low Gain eMIMO Omni Antenna Model#: FAWQ/FAWS mounted on a strand bracket, a TD-LTE, Band 41, | Colocation | Pepco 788426-970820 | 673 | 9120A | Georgia Ave | Silver Spring | R-60 | State Highway ROW | Pepco | Public | 39.0055 | -77.0385 | Utility Pole | 36 | -1 | Thomas Kable | 2019-01-17 |  | Withdrawn | MNG-401 |  | https://montgomerycountytfcg.s3.amazonaws.com/Applications/MC2019010706+Application.pdf
2019010707 | Sprint/Nextel | Crown Castle will install Sprint equipment onto proposed strand which will be attached to an existing Pepco Utility pole. This includes 2 Nokia Flexi Zone Micro-Low Gain eMIMO Omni Antenna Model#: FAWQ/FAWS mounted on a strand bracket, a TD-LTE, Band 41, | Colocation | Pepco 789426-460360 | 671 | 1510-1598 | Highland Dr | Silver Spring | R-60 | Montgomery County |  | Public | 39.0042 | -77.0367 | Utility Pole | 0 | -1 | Thomas Kable | 2019-01-17 |  | Withdrawn | MNG-404 |  | https://montgomerycountytfcg.s3.amazonaws.com/Applications/MC2019010707+Application.pdf
2019010708 | Sprint/Nextel | Crown Castle will install Sprint equipment onto proposed strand which will be attached to an existing Pepco Utility pole. This includes 2 Nokia Flexi Zone Micro-Low Gain eMIMO Omni Antenna Model#: FAWQ/FAWS mounted on a strand bracket, a TD-LTE, Band 41, | Colocation | Pepco 787430-990520 | 670 | 2199 | Forest Glen Rd | Silver Spring | CRT-2.5, C-2.5 | Montgomery County | Pepco | Public | 39.0156 | -77.0455 | Utility Pole | 43 | -1 | Thomas Kable | 2019-01-17 |  | Withdrawn | MNG-398 |  | https://montgomerycountytfcg.s3.amazonaws.com/Applications/MC2019010708+Application.pdf
2019010709 | T-Mobile | Remove and replace six antennas and six RRHs at 180'/190'/192' on an existing 172' building. | Minor Modification | Grosvenor House Apts | 14 | 10101 | Grosvenor Pl | Rockville | R-10 | Grosvenor Park |  | Private | 39.0233 | -77.1044 | Building | 174 | 0 | Leigh Dukatt | 2019-01-17 | 2019-02-13 | Recommended | 7WAN034 |  | https://s3.amazonaws.com/montgomerycountytfcg/Applications/MC2019010709+Application.pdf
2019010710 | Sprint/Nextel | Crown Castle will install Sprint equipment onto existing strand which will be relocated on the existing Pepco Utility pole. This includes 2 Nokia Flexi Zone Micro-Low Gain eMIMO Omni Antenna Model#: FAWQ/FAWS mounted on a strand bracket, a TD-LTE, Band 41 | Colocation | Pepco 788424-550660 | 652 | 8600 | 16th St | Silver Spring | CRT-2.5 | State Highway ROW | Pepco | Public | 38.9994 | -77.04 | Utility Pole | 50 | -1 | Thomas Kable | 2019-01-17 |  | Withdrawn | MNG-408 |  | https://montgomerycountytfcg.s3.amazonaws.com/Applications/MC2019010710+Application.pdf
2018120641 | Verizon Wireless | Remove twelve antennas and six RRHs. Add six antennas and nine RRHs at 120' on an existing 150' monopole. | Minor Modification | Sherwood High School | 157 | 300 | Olney-Sandy Spring Rd | Sandy Spring | RNC | Board of Education | School | Public | 39.1485 | -77.0172 | Monopole | 150 | 0 | Shari Scoggin-Saslaw | 2019-01-16 | 2019-02-13 | Recommended | Sandy Springs |  | https://s3.amazonaws.com/montgomerycountytfcg/Applications/MC2018120641+Application.pdf
2019010705 | DISH Wireless | Attach three antennas and 8 remote radio heads (RRH) at 175' on an existing 215' tower. Equipment to be installed in a proposed lease area within an existing fenced compound. | Colocation | Suburban Propane | 143 | 35 | Derwood Cir | Rockville | IM-2.5 H-50 | Suburban Propane |  | Private | 39.1032 | -77.1542 | Tower | 215 | 0 | Shannon Campbell | 2019-01-16 | 2019-04-03 | Recommended | DC0130009B |  | https://s3.amazonaws.com/montgomerycountytfcg/Applications/MC2019010705+Application+%26+Report.pdf
2019010665 | Sprint/Nextel | Crown Castle will install Sprint equipment onto proposed strand which will be attached to an existing Pepco Utility pole. This includes 2 Nokia Flexi Zone Micro-Low Gain eMIMO Omni Antenna Model#: FAWQ/FAWS mounted on a strand bracket, a TD-LTE, Band 41, | Colocation | Pepco 793424-9936 | 653 | 720 | Ellsworth Dr | Silver Spring | CR-1.5 C-1.0 R-1.5 H60T | Montgomery County | Pepco | Public | 38.9988 | -77.0243 | Utility Pole | 39 | -1 | Thomas Kable | 2019-01-15 |  | Withdrawn | MNG-102 |  | https://montgomerycountytfcg.s3.amazonaws.com/Applications/MC2019010665+Application.pdf
2019010667 | Sprint/Nextel | Crown Castle will install Sprint equipment onto proposed strand which will be attached to an existing Pepco Utility pole. This includes 2 Nokia Flexi Zone Micro-Low Gain eMIMO Omni Antenna Model#: FAWQ/FAWS mounted on a strand bracket, a TD-LTE, Band 41, | Colocation | Pepco 813443-2791 | 657 |  | Cherry Hill Rd & Plum Orchard Dr | Silver Spring | R-60 | Montgomery County | Pepco | Public | 39.0523 | -76.9529 | Utility Pole | 54 | -1 | Thomas Kable | 2019-01-15 |  | Withdrawn | MNG-017 |  | https://montgomerycountytfcg.s3.amazonaws.com/Applications/MC2019010667+Application.pdf
2019010668 | Sprint/Nextel | Crown Castle will install Sprint equipment onto proposed strand which will be attached to an existing Pepco Utility pole. This includes 2 Nokia Flexi Zone Micro-Low Gain eMIMO Omni Antenna Model#: FAWQ/FAWS mounted on a strand bracket, a TD-LTE, Band 41, | Colocation | Pepco 790424-670150 | 660 | 8735 | 1st Ave | Silver Spring | CRT-5.0, C-4.0, R-4.75 | Montgomery County |  | Public | 38.9983 | -77.0326 | Utility Pole | 0 | -1 | Thomas Kable | 2019-01-15 |  | Withdrawn | MNG-101 |  | https://montgomerycountytfcg.s3.amazonaws.com/Applications/MC2019010668+Application.pdf
2019010671 | Sprint/Nextel | Crown Castle will install Sprint equipment onto proposed strand which will be attached to an existing Pepco Utility pole. This includes 2 Nokia Flexi Zone Micro-Low Gain eMIMO Omni Antenna Model#: FAWQ/FAWS mounted on a strand bracket, a TD-LTE, Band 41, | Colocation | Pepco 794421-4822 | 661 | 7927 | Chicago Ave | Silver Spring | CRT-0.75 | Montgomery County |  | Public | 38.99 | -77.0191 | Utility Pole | 0 | -1 | Thomas Kable | 2019-01-15 |  | Withdrawn | MNG-155 |  | https://montgomerycountytfcg.s3.amazonaws.com/Applications/MC2019010671+Application.pdf
2019010670 | Sprint/Nextel | Crown Castle will install Sprint equipment onto proposed strand which will be attached to an existing Pepco Utility pole. This includes 2 Nokia Flexi Zone Micro-Low Gain eMIMO Omni Antenna Model#: FAWQ/FAWS mounted on a strand bracket, a TD-LTE, Band 41, | Colocation | Pepco 795421-000310 | 662 | 700 | Sligo Ave | Silver Spring | R-10 | Montgomery County |  | Public | 38.9903 | -77.0172 | Utility Pole | 36.7 | -1 | Thomas Kable | 2019-01-15 |  | Withdrawn | MNG-157 |  | https://montgomerycountytfcg.s3.amazonaws.com/Applications/MC2019010670+Application.pdf
2019010674 | Sprint/Nextel | Crown Castle will install Sprint equipment onto proposed strand which will be attached to an existing Pepco Utility pole. This includes 2 Nokia Flexi Zone Micro-Low Gain eMIMO Omni Antenna Model#: FAWQ/FAWS mounted on a strand bracket, a TD-LTE, Band 41, | Colocation | Pepco 799413-820440 | 667 | 6476 | New Hampshire Ave | Takoma Park | RT-2.25 | State Highway ROW |  | Public | 38.9688 | -77.0004 | Utility Pole | 0 | -1 | Thomas Kable | 2019-01-15 |  | Withdrawn | MNG-166 |  | https://montgomerycountytfcg.s3.amazonaws.com/Applications/MC2019010674+Application.pdf
2019010675 | Sprint/Nextel | Crown Castle will install Sprint equipment onto proposed strand which will be attached to an existing Pepco Utility pole. This includes 2 Nokia Flexi Zone Micro-Low Gain eMIMO Omni Antenna Model#: FAWQ/FAWS mounted on a strand bracket, a TD-LTE, Band 41, | Colocation | Pepco 794422-9988 | 666 | 600 | Easley Ave | Silver Spring | R-60 | Montgomery County | Pepco | Public | 38.9946 | -77.0174 | Utility Pole | 38 | -1 | Thomas Kable | 2019-01-15 |  | Withdrawn | MNG-160 |  | https://montgomerycountytfcg.s3.amazonaws.com/Applications/MC2019010675+Application.pdf
2019010689 | Sprint/Nextel | Crown Castle will install Sprint equipment onto proposed strand which will be attached to an existing Pepco Utility pole. This includes 2 Nokia Flexi Zone Micro-Low Gain eMIMO Omni Antenna Model#: FAWQ/FAWS mounted on a strand bracket, a TD-LTE, Band 41, | Colocation | Pepco 787426-9906 | 672 | 1949 | Rosemary Hills Dr | Silver Spring | R-10 | Montgomery County |  | Public | 38.998 | -77.0419 | Utility Pole | 39 | -1 | Thomas Kable | 2019-01-15 |  | Withdrawn | MNG-407 |  | https://montgomerycountytfcg.s3.amazonaws.com/Applications/MC2019010689+Application.pdf
2019010691 | Sprint/Nextel | Crown Castle will install Sprint equipment onto proposed strand which will be attached to an existing Pepco Utility pole. This includes 2 Nokia Flexi Zone Micro-Low Gain eMIMO Omni Antenna Model#: FAWQ/FAWS mounted on a strand bracket, a TD-LTE, Band 41, | Colocation | Pepco 806428-0869 | 668 | 9609 | New Hampshire Ave | Silver Spring | R-60 | State Highway ROW | Pepco | Public | 39.0133 | -76.9783 | Utility Pole | 44 | -1 | Thomas Kable | 2019-01-15 |  | Withdrawn | MNG-386 |  | https://montgomerycountytfcg.s3.amazonaws.com/Applications/MC2019010691+Application.pdf
2019010693 | Sprint/Nextel | Crown Castle will install Sprint equipment onto proposed strand which will be attached to an existing Pepco Utility pole. This includes 2 Nokia Flexi Zone Micro-Low Gain eMIMO Omni Antenna Model#: FAWQ/FAWS mounted on a strand bracket, a TD-LTE, Band 41, | Colocation | Pepco 802417-3164 | 675 | 1002 | Larch Ave | Takoma Park | R-60 | Montgomery County |  | Public | 38.9776 | -76.9916 | Utility Pole | 44 | -1 | Thomas Kable | 2019-01-15 |  | Withdrawn | MNG-423 |  | https://montgomerycountytfcg.s3.amazonaws.com/Applications/MC2019010693+Application.pdf
2019010694 | Sprint/Nextel | Crown Castle will install Sprint equipment onto proposed strand which will be attached to an existing Pepco Utility pole. This includes 2 Nokia Flexi Zone Micro-Low Gain eMIMO Omni Antenna Model#: FAWQ/FAWS mounted on a strand bracket, a TD-LTE, Band 41, | Colocation | Pepco 790425-010700 | 677 | 8900 | Georgia Ave | Silver Spring | R-60 | State Highway ROW |  | Public | 39.0023 | -77.0347 | Utility Pole | 47 | -1 | Thomas Kable | 2019-01-15 |  | Withdrawn | MNG-510 |  | https://montgomerycountytfcg.s3.amazonaws.com/Applications/MC2019010694+Application.pdf
2019010699 | Sprint/Nextel | Crown Castle will install Sprint equipment onto proposed strand which will be attached to an existing Pepco Utility pole. This includes 2 Nokia Flexi Zone Micro-Low Gain eMIMO Omni Antenna Model#: FAWQ/FAWS mounted on a strand bracket, a TD-LTE, Band 41, | Colocation | Pepco 801416-6501 | 678 | 6900 | New Hampshire Ave | Takoma Park | CRT-1.5 C-1.5 R-0.5 H-50 | State Highway ROW | Pepco | Public | 38.9758 | -76.994 | Utility Pole | 45.91 | -1 | Thomas Kable | 2019-01-15 |  | Withdrawn | MNG-552 |  | https://montgomerycountytfcg.s3.amazonaws.com/Applications/MC2019010699+Application.pdf
2019010698 | Sprint/Nextel | Crown Castle will install Sprint equipment onto proposed strand which will be attached to an existing Pepco Utility pole. This includes 2 Nokia Flexi Zone Micro-Low Gain eMIMO Omni Antenna Model#: FAWQ/FAWS mounted on a strand bracket, a TD-LTE, Band 41, | Colocation | Pepco 806432-5346 | 669 | 10149 | New Hampshire Ave | Silver Spring | CRT-1.5 C-1.0 R-1.0 H-75 | State Highway ROW | PEPCO | Public | 39.021 | -76.9767 | Utility Pole | 52 | -1 | Thomas Kable | 2019-01-15 |  | Withdrawn | MNG-387 |  | https://montgomerycountytfcg.s3.amazonaws.com/Applications/MC2019010698+Application.pdf
2019010686 | T-Mobile | Crown Castle will install T?Mobile equipment onto a proposed strand attached to an existing Pepco Utility pole. Equipment attached to strand includes 2 Ericsson?KRE 105 259/ 1 Antennas mounted on a strand bracket, Ericsson 220 | Colocation | Pepco 799413-820440 | 667 | 6476 | New Hampshire Ave | Takoma Park | RT-2.25 | State Highway ROW |  | Public | 38.9688 | -77.0004 | Utility Pole | 0 | -1 | Thomas Kable | 2019-01-14 |  | Withdrawn | MNG-166 |  | https://montgomerycountytfcg.s3.amazonaws.com/Applications/MC2019010686+Application.pdf
2019010687 | T-Mobile | Crown Castle will install T?Mobile equipment onto a proposed strand attached to an existing Pepco Utility pole. Equipment attached to strand includes 2 Ericsson?KRE 105 259/ 1 Antennas mounted on a strand bracket, Ericsson 220 | Colocation | Pepco 806428-0869 | 668 | 9609 | New Hampshire Ave | Silver Spring | R-60 | State Highway ROW | Pepco | Public | 39.0133 | -76.9783 | Utility Pole | 44 | -1 | Thomas Kable | 2019-01-14 |  | Withdrawn | MNG-386 |  | https://montgomerycountytfcg.s3.amazonaws.com/Applications/MC2019010687+Application.pdf
2019010688 | T-Mobile | Crown Castle will install T?Mobile equipment onto a proposed strand attached to an existing Pepco Utility pole. Equipment attached to strand includes 2 Ericsson?KRE 105 259/ 1 Antennas mounted on a strand bracket, Ericsson 220 | Colocation | Pepco 806432-5346 | 669 | 10149 | New Hampshire Ave | Silver Spring | CRT-1.5 C-1.0 R-1.0 H-75 | State Highway ROW | PEPCO | Public | 39.021 | -76.9767 | Utility Pole | 52 | -1 | Thomas Kable | 2019-01-14 |  | Withdrawn | MNG-387 |  | https://montgomerycountytfcg.s3.amazonaws.com/Applications/MC2019010688+Application.pdf
2019010690 | T-Mobile | Crown Castle will install T?Mobile equipment onto a proposed strand attached to an existing Pepco Utility pole. Equipment attached to strand includes 2 Ericsson?KRE 105 259/ 1 Antennas mounted on a strand bracket, Ericsson 220 | Colocation | Pepco 787430-990520 | 670 | 2199 | Forest Glen Rd | Silver Spring | CRT-2.5, C-2.5 | Montgomery County | Pepco | Public | 39.0156 | -77.0455 | Utility Pole | 43 | -1 | Thomas Kable | 2019-01-14 |  | Withdrawn | MNG-398 |  | https://montgomerycountytfcg.s3.amazonaws.com/Applications/MC2019010690+Application.pdf
2019010692 | T-Mobile | Crown Castle will install T?Mobile equipment onto a proposed strand attached to an existing Pepco Utility pole. Equipment attached to strand includes 2 Ericsson?KRE 105 259/ 1 Antennas mounted on a strand bracket, Ericsson 220 | Colocation | Pepco 789426-460360 | 671 | 1510-1598 | Highland Dr | Silver Spring | R-60 | Montgomery County |  | Public | 39.0042 | -77.0367 | Utility Pole | 0 | -1 | Thomas Kable | 2019-01-14 |  | Withdrawn | MNG-404 |  | https://montgomerycountytfcg.s3.amazonaws.com/Applications/MC2019010692+Application.pdf
2019010695 | T-Mobile | Crown Castle will install T?Mobile equipment onto a proposed strand attached to an existing Pepco Utility pole. Equipment attached to strand includes 2 Ericsson?KRE 105 259/ 1 Antennas mounted on a strand bracket, Ericsson 220 | Colocation | Pepco 787426-9906 | 672 | 1949 | Rosemary Hills Dr | Silver Spring | R-10 | Montgomery County |  | Public | 38.998 | -77.0419 | Utility Pole | 39 | -1 | Thomas Kable | 2019-01-14 |  | Withdrawn | MNG-407 |  | https://montgomerycountytfcg.s3.amazonaws.com/Applications/MC2019010695+Application.pdf
2019010696 | T-Mobile | Crown Castle will install T?Mobile equipment onto a proposed strand attached to an existing Pepco Utility pole. Equipment attached to strand includes 2 Ericsson?KRE 105 259/ 1 Antennas mounted on a strand bracket, Ericsson 220 | Colocation | Pepco 788426-970820 | 673 | 9120A | Georgia Ave | Silver Spring | R-60 | State Highway ROW | Pepco | Public | 39.0055 | -77.0385 | Utility Pole | 36 | -1 | Thomas Kable | 2019-01-14 |  | Withdrawn | MNG-401 |  | https://montgomerycountytfcg.s3.amazonaws.com/Applications/MC2019010696+Application.pdf
2019010697 | T-Mobile | Crown Castle will install T?Mobile equipment onto a proposed strand attached to an existing Pepco Utility pole. Equipment attached to strand includes 2 Ericsson?KRE 105 259/ 1 Antennas mounted on a strand bracket, Ericsson 220 | Colocation | Pepco 78425-6436 | 674 | 2199 | Porter Rd | Silver Spring | R-60 | Montgomery County |  | Public | 39.0014 | -77.0467 | Utility Pole | 40 | -1 | Thomas Kable | 2019-01-14 |  | Withdrawn | MNG-410 |  | https://montgomerycountytfcg.s3.amazonaws.com/Applications/MC2019010697+Application.pdf
2019010700 | T-Mobile | Crown Castle will install T?Mobile equipment onto a proposed strand attached to an existing Pepco Utility pole. Equipment attached to strand includes 2 Ericsson?KRE 105 259/ 1 Antennas mounted on a strand bracket, Ericsson 220 | Colocation | Pepco 802417-3164 | 675 | 1002 | Larch Ave | Takoma Park | R-60 | Montgomery County |  | Public | 38.9776 | -76.9916 | Utility Pole | 44 | -1 | Thomas Kable | 2019-01-14 |  | Withdrawn | MNG-423 |  | https://montgomerycountytfcg.s3.amazonaws.com/Applications/MC2019010700+Application.pdf
2019010701 | T-Mobile | Crown Castle will install T?Mobile equipment onto a proposed strand attached to an existing Pepco Utility pole. Equipment attached to strand includes 2 Ericsson?KRE 105 259/ 1 Antennas mounted on a strand bracket, Ericsson 220 | Colocation | Pepco 786422-270810 | 676 | 2301 | Colston Dr | Silver Spring | R-60 |  |  | Public | 38.9945 | -77.0481 | Utility Pole | 26.5 | -1 | Thomas Kable | 2019-01-14 |  | Withdrawn | MNG-446 |  | https://montgomerycountytfcg.s3.amazonaws.com/Applications/MC2019010701+Application.pdf
2019010702 | T-Mobile | Crown Castle will install T?Mobile equipment onto a proposed strand attached to an existing Pepco Utility pole. Equipment attached to strand includes 2 Ericsson?KRE 105 259/ 1 Antennas mounted on a strand bracket, Ericsson 220 | Colocation | Pepco 790425-010700 | 677 | 8900 | Georgia Ave | Silver Spring | R-60 | State Highway ROW |  | Public | 39.0023 | -77.0347 | Utility Pole | 47 | -1 | Thomas Kable | 2019-01-14 |  | Withdrawn | MNG-510 |  | https://montgomerycountytfcg.s3.amazonaws.com/Applications/MC2019010702+Application.pdf
2019010703 | T-Mobile | Crown Castle will install T?Mobile equipment onto a proposed strand attached to an existing Pepco Utility pole. Equipment attached to strand includes 2 Ericsson?KRE 105 259/ 1 Antennas mounted on a strand bracket, Ericsson 220 | Colocation | Pepco 801416-6501 | 678 | 6900 | New Hampshire Ave | Takoma Park | CRT-1.5 C-1.5 R-0.5 H-50 | State Highway ROW | Pepco | Public | 38.9758 | -76.994 | Utility Pole | 45.91 | -1 | Thomas Kable | 2019-01-14 |  | Withdrawn | MNG-552 |  | https://montgomerycountytfcg.s3.amazonaws.com/Applications/MC2019010703+Application.pdf
2019010677 | T-Mobile | Crown Castle will install T?Mobile equipment onto a proposed strand attached to an existing Pepco Utility pole. Equipment attached to strand includes 2 Ericsson?KRE 105 259/ 1 Antennas mounted on a strand bracket, Ericsson 2203 and 2205 | Colocation | Pepco 791424-610870 | 658 | 1202 | Spring St | Silver Spring | CR-5.0 | Montgomery County |  | Public | 39.0002 | -77.0293 | Utility Pole | 0 | -1 | Thomas Kable | 2019-01-13 |  | Withdrawn | MNG-096 |  | https://montgomerycountytfcg.s3.amazonaws.com/Applications/MC2019010677+Application.pdf
2019010678 | T-Mobile | Crown Castle will install T?Mobile equipment onto a proposed strand attached to an existing Pepco Utility pole. Equipment attached to strand includes 2 Ericsson?KRE 105 259/ 1 Antennas mounted on a strand bracket, Ericsson 2203 and 2205 | Colocation | Pepco 792424-5757 | 659 |  | Spring St/Colesville Rd | Silver Spring | EOF-3.0 | Montgomery County |  | Public | 38.9993 | -77.0259 | Utility Pole | 0 | -1 | Thomas Kable | 2019-01-13 |  | Withdrawn | MNG-098 |  | https://montgomerycountytfcg.s3.amazonaws.com/Applications/MC2019010678+Application.pdf
2019010679 | T-Mobile | Crown Castle will install T?Mobile equipment onto a proposed strand attached to an existing Pepco Utility pole. Equipment attached to strand includes 2 Ericsson?KRE 105 259/ 1 Antennas mounted on a strand bracket, Ericsson 2203 and 2205 | Colocation | Pepco 790424-670150 | 660 | 8735 | 1st Ave | Silver Spring | CRT-5.0, C-4.0, R-4.75 | Montgomery County |  | Public | 38.9983 | -77.0326 | Utility Pole | 0 | -1 | Thomas Kable | 2019-01-13 |  | Withdrawn | MNG-101 |  | https://montgomerycountytfcg.s3.amazonaws.com/Applications/MC2019010679+Application.pdf
2019010680 | T-Mobile | Crown Castle will install T?Mobile equipment onto a proposed strand attached to an existing Pepco Utility pole. Equipment attached to strand includes 2 Ericsson?KRE 105 259/ 1 Antennas mounted on a strand bracket, Ericsson 2203 and 2205 | Colocation | Pepco 794421-4822 | 661 | 7927 | Chicago Ave | Silver Spring | CRT-0.75 | Montgomery County |  | Public | 38.99 | -77.0191 | Utility Pole | 0 | -1 | Thomas Kable | 2019-01-13 |  | Withdrawn | MNG-155 |  | https://montgomerycountytfcg.s3.amazonaws.com/Applications/MC2019010680+Application.pdf
2019010681 | T-Mobile | Crown Castle will install T?Mobile equipment onto a proposed strand attached to an existing Pepco Utility pole. Equipment attached to strand includes 2 Ericsson?KRE 105 259/ 1 Antennas mounted on a strand bracket, Ericsson 2203 and 2205 | Colocation | Pepco 795421-00310 | 662 | 700 | Sligo Ave | Silver Spring | R-10 | Montgomery County |  | Public | 38.9903 | -77.0172 | Utility Pole | 36.7 | -1 | Thomas Kable | 2019-01-13 |  | Withdrawn | MNG-157 |  | https://montgomerycountytfcg.s3.amazonaws.com/Applications/MC2019010681+Application.pdf
2019010682 | T-Mobile | Crown Castle will install T?Mobile equipment onto a proposed strand attached to an existing Pepco Utility pole. Equipment attached to strand includes 2 Ericsson?KRE 105 259/ 1 Antennas mounted on a strand bracket, Ericsson 2203 and 2205 | Colocation | Pepco 794422-970410 | 663 | 583-601 | Thayer Ave | Silver Spring | R-10 | Montgomery County | Pepco | Public | 38.9934 | -77.0174 | Utility Pole | 0 | -1 | Thomas Kable | 2019-01-13 |  | Withdrawn | MNG-159 |  | https://montgomerycountytfcg.s3.amazonaws.com/Applications/MC2019010682+Application.pdf
2019010683 | T-Mobile | Crown Castle will install T?Mobile equipment onto a proposed strand attached to an existing Pepco Utility pole. Equipment attached to strand includes 2 Ericsson?KRE 105 259/ 1 Antennas mounted on a strand bracket, Ericsson 2203 and 2205 | Colocation | Pepco 789430-920660 | 664 | 1542 | Forest Glen Rd | Silver Spring | R-60 | Montgomery County |  | Public | 39.0159 | -77.0352 | Utility Pole | 40 | -1 | Thomas Kable | 2019-01-13 |  | Withdrawn | MNG-394 |  | https://montgomerycountytfcg.s3.amazonaws.com/Applications/MC2019010683+Application.pdf
2019010684 | T-Mobile | Crown Castle will install T?Mobile equipment onto a proposed strand attached to an existing Pepco Utility pole. Equipment attached to strand includes 2 Ericsson?KRE 105 259/ 1 Antennas mounted on a strand bracket, Ericsson 220 | Colocation | Pepco 785422-2158 | 665 | 2410 | East West Hwy | Silver Spring | R-60 | State Highway ROW | Pepco | Public | 38.9938 | -77.0517 | Utility Pole | 31 | -1 | Thomas Kable | 2019-01-13 |  | Withdrawn | MNG-445 |  | https://montgomerycountytfcg.s3.amazonaws.com/Applications/MC2019010684+Application.pdf
2019010685 | T-Mobile | Crown Castle will install T?Mobile equipment onto a proposed strand attached to an existing Pepco Utility pole. Equipment attached to strand includes 2 Ericsson?KRE 105 259/ 1 Antennas mounted on a strand bracket, Ericsson 220 | Colocation | Pepco 794422-9988 | 666 | 600 | Easley Ave | Silver Spring | R-60 | Montgomery County | Pepco | Public | 38.9946 | -77.0174 | Utility Pole | 38 | -1 | Thomas Kable | 2019-01-13 |  | Withdrawn | MNG-160 |  | https://montgomerycountytfcg.s3.amazonaws.com/Applications/MC2019010685+Application.pdf
2019010672 | T-Mobile | Crown Castle will install T?Mobile equipment onto Proposed strand attached to an existing Pepco Utility pole. Equipment attached to strand includes 2 Ericsson?KRE 105 259/ 1 Antenna mounted on a strand bracket, Ericsson 2203 and 2205 r | Colocation | Pepco 812445-9618 | 655 | 12060 | Cherry Hill Rd | Silver Spring | R-60 | Montgomery County |  | Public | 39.0559 | -76.9541 | Utility Pole | 0 | -1 | Thomas Kable | 2019-01-11 |  | Withdrawn | MNG-012 |  | https://montgomerycountytfcg.s3.amazonaws.com/Applications/MC2019010672+Application.pdf
2019010673 | T-Mobile | Crown Castle will install T?Mobile equipment onto a proposed strand attached to an existing Pepco Utility pole. Equipment attached to strand includes 2 Ericsson?KRE 105 259/ 1 Antenna mounted on a strand bracket, Ericsson 2203 and 2205 | Colocation | Pepco 813444-1258 | 656 | 12046 | Cherry Hill Rd | Silver Spring | R-10 | Montgomery County |  | Public | 39.0542 | -76.9535 | Utility Pole | 0 | -1 | Thomas Kable | 2019-01-11 |  | Withdrawn | MNG-013 |  | https://montgomerycountytfcg.s3.amazonaws.com/Applications/MC2019010673+Application.pdf
2019010676 | T-Mobile | Crown Castle will install T?Mobile equipment onto an proposed strand attached to an existing Pepco Utility pole. Equipment attached to strand includes 2 Ericsson?KRE 105 259/ 1 Antenna mounted on a strand bracket, Ericsson 2203 and 220 | Colocation | Pepco 813443-2791 | 657 |  | Cherry Hill Rd & Plum Orchard Dr | Silver Spring | R-60 | Montgomery County | Pepco | Public | 39.0523 | -76.9529 | Utility Pole | 54 | -1 | Thomas Kable | 2019-01-11 |  | Withdrawn | MNG-017 |  | https://montgomerycountytfcg.s3.amazonaws.com/Applications/MC2019010676+Application.pdf
2019010669 | T-Mobile | Crown Castle will install T?Mobile equipment onto an existing strand attached to an existing Pepco Utility pole. This includes 2 Ericsson?KRE 105 259/ 1 Antennas mounted on a strand bracket, Ericsson 2203 and 2205 radios also attached to bracket mount, a | Colocation | Pepco M1627 | 654 | 12308 | Blakely Ct | Silver Spring | R-90 | Verizon |  | Public | 39.0588 | -76.9496 | Utility Pole | 35 | -1 | Thomas Kable | 2019-01-11 |  | Withdrawn | MNG-009 |  | https://montgomerycountytfcg.s3.amazonaws.com/Applications/MC2019010669+Revised+6.5.19.pdf
2019010657 | T-Mobile | Remove nine antennas and six RRHs. Add nine antennas and eighteen RRHs at 188' on an existing 191' monopole. | Minor Modification | Gate of Heaven | 116 | 13801 | Georgia Ave | Silver Spring | RE-2 | ROMAN CATHOLIC ARCHDIOCESE OF WASHINGTON |  | Private | 39.0877 | -77.0706 | Monopole | 190.5 | 0 | Steven Fanshaw | 2019-01-10 | 2019-02-13 | Recommended | 7WAN002A |  | https://s3.amazonaws.com/montgomerycountytfcg/Applications/MC2019010657+Application.pdf
2019010659 | Sprint/Nextel | Remove three antennas and three RRHs. Add three antennas at 49' on an existing 42' building. | Minor Modification | Village Square Apartments | 43.02 | 12011 | Veirs Mill Rd | Silver Spring | R-30 | Grossberg Louis C ET AL |  | Private | 39.053 | -77.0756 | Building | 42 | 0 | Cynthia VanDeMark | 2019-01-10 | 2019-02-13 | Recommended | DC03XC067 |  | https://s3.amazonaws.com/montgomerycountytfcg/Applications/MC2019010659+Application.pdf
2019010666 | T-Mobile | Crown Castle will install T?Mobile equipment onto proposed strand which will be attached to an existing Pepco Utility pole. This includes 2 Ericsson?KRE 105 259/ 1 Antennas mounted on a strand bracket, Ericsson 2203 and 2205 radios also attached to bracke | Colocation | Pepco 793424-9936 | 653 | 720 | Ellsworth Dr | Silver Spring | CR-1.5 C-1.0 R-1.5 H60T | Montgomery County | Pepco | Public | 38.9988 | -77.0243 | Utility Pole | 39 | -1 | Thomas Kable | 2019-01-10 |  | Withdrawn | MNG-102 |  | https://montgomerycountytfcg.s3.amazonaws.com/Applications/MC2019010666+Application.pdf
2019010653 | T-Mobile | Remove seven antennas and three RRHs. Add five antennas and ten RRHs at 97' on an existing 100' monopole. | Minor Modification | Springbrook High School | 373 | 201 | Valley Brook Dr | Silver Spring | R-200 | Board of Education | School | Public | 39.0583 | -77.0081 | Monopole | 99 | 0 | Caitlin Ratzlaff | 2019-01-09 | 2019-02-13 | Recommended | 7WAN488A |  | https://s3.amazonaws.com/montgomerycountytfcg/Applications/MC2019010653+Application.pdf
2019010655 | Sprint/Nextel | Remove three antennas and two microwave dishes. Add six antennas and 15 RRHs at 137' on an existing 150' monopole. | Minor Modification | Milestone | 148 | 1 | Milestone Center Ct | Germantown | CR-2.0 C-1.75 R-0.5 H-125 T | WMMH Building LLC |  | Public | 39.2004 | -77.2591 | Monopole | 150 | 0 | Michael Wingard | 2019-01-08 | 2019-06-05 | Recommended | DC52XC375 |  | https://s3.amazonaws.com/montgomerycountytfcg/Applications/MC2019010655+Application.pdf
2019010650 | Sprint/Nextel | Remove and replace three antennas at 104' on an existing 105' stealth flag monopole. Remove and replace concealment canisters for new 32" diameter canisters. | Minor Modification | Petrucelli Property | 275 | 14120 | Darnestown Rd | Gaithersburg | CRN-0.25 C-0.25 R-0.0 H-35 | Vanic LLC |  | Private | 39.1037 | -77.2934 | Monopole | 105.7 | 0 | Carrie Lynn Fazzolari | 2019-01-07 | 2019-02-13 | Recommended | WA54XC689 |  | https://s3.amazonaws.com/montgomerycountytfcg/Applications/MC2019010650+Application+%26+Report.pdf
2019010648 | Sprint/Nextel | Remove six antennas and three RRHs. Add six antennas and nine RRHs at 59' on an existing 37' building. | Minor Modification | Hildarose | 169 | 2100 | Hildarose Dr | Silver Spring | R-10 | Belvedere LTD |  | Private | 39.02 | -77.0447 | Building | 36 | 0 | Morgan Smith | 2019-01-04 | 2019-02-13 | Recommended | DC52XC105 |  | https://s3.amazonaws.com/montgomerycountytfcg/Applications/MC2019010648+Application.pdf
2019010649 | Sprint/Nextel | Remove six antennas. Add six antennas and twelve RRHs at 136' on an existing 130' tower. | Minor Modification | Pepco 29-N | 226 | 0 | Peach Tree Rd | Dickerson | AR | Pepco | Pepco | Private | 39.178 | -77.3857 | Tower | 126 | 0 | Morgan Smith | 2019-01-04 | 2019-02-13 | Recommended | WA33XC205 |  | https://s3.amazonaws.com/montgomerycountytfcg/Applications/MC2019010649+Application.pdf
2019010647 | Sprint/Nextel | Remove three antennas and three RRHs. Add three antennas at 137' on an existing 126' water tank. | Minor Modification | Falls Rd Tank | 133 | 8505 | Aqueduct Rd | Potomac | R-90 | WSSC | WSSC | Public | 39.0598 | -77.1744 | Water Tank | 139 | 0 | Cynthia VanDeMark | 2019-01-03 | 2019-02-13 | Recommended | DC03XC474 |  | https://s3.amazonaws.com/montgomerycountytfcg/Applications/MC2019010647+Application.pdf
2018120642 | Sprint/Nextel | Remove three RRHs. Add three antennas at 100' on an existing 116' monopole. | Minor Modification | Super Fresh Shopping Ctr. | 52 | 3901 | Aspen Hill Rd | Silver Spring | CRT-2.25 C-1.5 R-0.75 H-75 | LDG Inc |  | Private | 39.0821 | -77.079 | Monopole | 116 | 0 | Cynthia VanDeMark | 2018-12-31 | 2019-02-13 | Recommended | WA74XC350 |  | https://s3.amazonaws.com/montgomerycountytfcg/Applications/MC2018120642+Application.pdf
2018120643 | Sprint/Nextel | Remove three RRHs. Add three antennas at 128' on an existing 130' tower. | Minor Modification | AT&T Long Line Tower | 120 | 12419 | Middlebrook Rd | Germantown | IM-2.5 H-50 | American Tower Inc. |  | Private | 39.1769 | -77.2572 | Tower | 125 | 0 | Cynthia VanDeMark | 2018-12-31 | 2019-02-13 | Recommended | WA73XC271 |  | https://s3.amazonaws.com/montgomerycountytfcg/Applications/MC2018120643+Application.pdf
2018120644 | Sprint/Nextel | Remove three antennas and three RRHs. Add three antennas at 98' on an existing 125' monopole. | Minor Modification | Leaman Property | 86 | 13820 | Clopper Rd | Boyds | R-200 | American Tower Asset Sub 2 LLC |  | Private | 39.1652 | -77.2908 | Monopole | 125 | 0 | Cynthia VanDeMark | 2018-12-31 | 2019-02-13 | Recommended | WA23XC459 |  | https://s3.amazonaws.com/montgomerycountytfcg/Applications/MC2018120644+Application.pdf
2018120645 | Sprint/Nextel | Remove three antennas and three RRHs. Add three antennas at 120' on an existing 188' tower. | Minor Modification | Rockville Measuring Station | 102 | 15030 | Frederick Rd | Rockville | IM-2.5 H-50 | Atlantic Seaboard Corp |  | Private | 39.1021 | -77.1572 | Tower | 188 | 0 | Cynthia VanDeMark | 2018-12-31 | 2019-02-13 | Recommended | WA33XC933 |  | https://s3.amazonaws.com/montgomerycountytfcg/Applications/MC2018120645+Application.pdf
2018120639 | T-Mobile | Remove and replace 9 Antennas Remove and replace 3 RRUs Install 13 new RRUs Install 3 new Hybrid Cables | Minor Modification | Core Building | 290 | 12800 | Middlebrook Rd | Germantown | CR-1.25 | Gunners Lake Thirteen LP |  | Private | 39.1767 | -77.2653 | Building | 64 | 0 | Cathy Conklin | 2018-12-27 | 2019-02-04 | Withdrawn | 7WAN264 |  | https://montgomerycountytfcg.s3.amazonaws.com/Applications/MC2018120639(1).pdf
2018120637 | T-Mobile | Remove and replace 5 antennas Remove and replace 3 RRUs and add (3) THREE NEW RRUs Install 4 hybrids | Minor Modification | Clark Building | 45 | 7500 | Old Georgetown Rd | Bethesda | CR-8.0 | Clark Office Bldg LP |  | Private | 38.985 | -77.0954 | Building | 230 | 0 | Cathy Conklin | 2018-12-26 | 2019-02-04 | Withdrawn | 7WAN009A |  | https://montgomerycountytfcg.s3.amazonaws.com/Applications/MC2018120637.pdf
2018120638 | T-Mobile | Remove and replace 3 antennas Install 3 new antennas Install 3 hybrid cables | Minor Modification | White Oak Apartments | 385 | 11550 | Stewart Ln | Silver Spring | R-20 | G&I IX MONTGOMERY WHITE OAK |  | Private | 39.0448 | -76.9837 | Building | 64 | 0 | Cathy Conklin | 2018-12-26 | 2019-02-04 | Withdrawn | 7WAN134 |  | https://montgomerycountytfcg.s3.amazonaws.com/Applications/MC2018120638.pdf
2018120636 | T-Mobile | Remove and replace six antennas at 151'/155'/165' on an existing 142' building. | Minor Modification | Classic Residence | 19 | 8100 | Connecticut Ave | Chevy Chase | R-10 | SNH CCMD Properties LLC |  | Private | 38.9917 | -77.0778 | Building | 138 | 0 | Elizabeth Dietrich | 2018-12-18 | 2019-01-09 | Recommended | 7WAN039A |  | https://s3.amazonaws.com/montgomerycountytfcg/Applications/MC2018120636+Application.pdf
2018120634 | Verizon Wireless | Remove nine antennas and six RRHs. Add six antennas and six RRHs at 170'/172' on an existing 162' building. | Minor Modification | Chateau Apartments | 53.02 | 9737 | Mt. Pisgah Rd | Silver Spring | R-H | Hillzo LP |  | Private | 39.0172 | -76.9732 | Building | 162 | 0 | Jessica Bingham | 2018-12-17 | 2019-01-09 | Recommended | Chateau |  | https://s3.amazonaws.com/montgomerycountytfcg/Applications/MC2018120634+Application.pdf
2018120633 | Sprint/Nextel | Remove three antennas and three RRHs. Add six antennas and nine RRHs at 67'/75' on an existing 61' building. | Minor Modification | Leafy House | 370 | 10000 | Brunswick Ave | Silver Spring | R-60 | Victory Forest LP | County | Public | 39.0199 | -77.0572 | Building | 53 | 0 | Shannon West | 2018-12-10 | 2019-02-13 | Recommended | DC52XC388 |  | https://s3.amazonaws.com/montgomerycountytfcg/Applications/MC2018120633+Application.pdf
2018120627 | Sprint/Nextel | Remove and replace six antennas. Add twelve RRHs at 150' on an existing 142' tower. | Minor Modification | Pepco #681-W | 247 | 18000 | Wickham Rd | Brookeville | RE-1 | Pepco | Pepco | Private | 39.1616 | -77.0959 | Tower | 143 | 0 | Katherine Blackwood | 2018-12-07 | 2019-01-09 | Recommended | WA54XC513 |  | https://s3.amazonaws.com/montgomerycountytfcg/Applications/MC2018120627+Application.pdf
2018120624 | T-Mobile | Add one omni-directional antenna at 51'5" on an existing 48'4" wooden Pepco utility pole. An equipment shroud will also be attached to the side of the existing utility pole. | Colocation | Pepco 802422-090050 | 623.01 | 902 | Merrimac Dr | Takoma Park | CRT | Montgomery County ROW | Pepco | Private | 38.9924 | -76.9925 | Utility Pole | 48 | -1 | Thomas Kable | 2018-12-06 | 2019-03-06 | Recommended | LGY-020 |  | https://s3.amazonaws.com/montgomerycountytfcg/Applications/MC2018120624+Application+%26+Report.pdf
2018120616 | Verizon Wireless | Remove (3) existing antennas Retain and relocate (3) existing antennas Remove (3) RRHs and replace with (6) RRHs Install (3) rack mounted distribution points Remove (6) diplexers Remove (1) main distribution box | Minor Modification | Colesville Tank | 138 | 2201 | Industrial Pkwy | Silver Spring | CR-1.0 C-1.0 R-0.5 H-220 | WSSC | WSSC | Public | 39.0495 | -76.9633 | Water Tank | 216 | 0 | Cathy Conklin | 2018-12-05 | 2019-02-15 | Withdrawn | Paint Branch |  | https://montgomerycountytfcg.s3.amazonaws.com/Applications/MC2018120616.pdf
2018120623 | Verizon Wireless | Remove (12) existing antennas and install (6) antennas Remove (6) RRHs and install (9) RRHs Remove (1) main distribution box and install (2) main distribution boxes Install (6) twin 700/850 diplexers Install (2) 6x12 hybrid cables | Minor Modification | Sherwood High School | 157 | 300 | Olney-Sandy Spring Rd | Sandy Spring | RNC | Board of Education | School | Public | 39.1485 | -77.0172 | Monopole | 150 | 0 | Cathy Conklin | 2018-12-05 | 2019-02-19 | Withdrawn | ECP-2 CELL #106 |  | https://montgomerycountytfcg.s3.amazonaws.com/Applications/MC2018120623.pdf
2018120625 | Verizon Wireless | Remove (18) TMA Units Remove (6) RRHs Install (3) Antennas Install (6) proposed RRHS | Minor Modification | Rinaldi Property | 24 | 15700 | Georgia Ave | Olney | R-200 | Patricia V Rinaldi |  | Private | 39.1159 | -77.0745 | Monopole | 120 | 0 | Cathy Conklin | 2018-12-05 | 2019-02-19 | Withdrawn | Crown Castle BU #806514 |  | https://montgomerycountytfcg.s3.amazonaws.com/Applications/MC2018120625+CORRECTED.pdf
2018120620 | T-Mobile | Add a 25KW Delta DC generator in an existing equipment compound. | Minor Modification | Argyle Country Club | 111 | 14600 | Argyle Club Rd | Silver Spring | RE-2 | Argyle Land Company |  | Private | 39.0961 | -77.0526 | Monopole | 125 | 0 | Pallavi Ayyala | 2018-12-04 | 2019-01-09 | Recommended | 7WAN076A |  | https://s3.amazonaws.com/montgomerycountytfcg/Applications/MC2018120620+Application.pdf
2018120622 | T-Mobile | Remove ten antennas. Add nine antennas at 116' on an existing 117' monopole. | Minor Modification | Super Fresh Shopping Ctr. | 52 | 3901 | Aspen Hill Rd | Silver Spring | CRT-2.25 C-1.5 R-0.75 H-75 | LDG Inc |  | Private | 39.0821 | -77.079 | Monopole | 116 | 0 | Pallavi Ayyala | 2018-12-04 | 2019-01-09 | Recommended | 7WAN224D |  | https://s3.amazonaws.com/montgomerycountytfcg/Applications/MC2018120622+Application.pdf
2018110611 | AT&T Wireless | Remove two antennas and twelve RRHs. Add four antennas and nine RRHs at 138' on an existing 138' building. | Minor Modification | Crescent Bldg | 84 | 4600 | East-West Hwy | Bethesda | CR-5.0 C-5.0 R-4.75 H-175 | Bethesda Crescent 4600 CO Limited Prtnrship |  | Private | 38.9845 | -77.0929 | Building | 128.83 | 0 | Steve Brianas | 2018-11-29 | 2019-02-13 | Recommended | Crescent |  | https://s3.amazonaws.com/montgomerycountytfcg/Applications/MC2018110611+Application.pdf
2018110613 | T-Mobile | T-Mobile proposes to Swapping (9) Antennas, Swapping (3) RRUs, Adding (15) RRUs, two per sector, Adding (3) 6x12 Hybrid Cables. | Minor Modification | Rock Creek Terrace Apts | 8 | 12630 | Veirs Mill Rd | Rockville | R-10 | Rock Creek Terrace LP |  | Private | 39.0631 | -77.0964 | Building | 153 | 0 | Kimberly Jacobus | 2018-11-28 | 2019-02-05 | Withdrawn | 7WAN079 |  | https://montgomerycountytfcg.s3.amazonaws.com/Applications/MC2018110613.pdf
2018110614 | T-Mobile | Remove twelve antennas and four RRHs. Add twelve antennas and twenty four RRHs at 140' on an existing 250' tower. | Minor Modification | Shady Grove Tower | 137.02 | 8620 | Pleasant Rd | Gaithersburg | GR-1.5 | WSSC |  | Public | 39.1199 | -77.1796 | Tower | 250 | 0 | Aimee Clark | 2018-11-28 | 2019-02-13 | Recommended | 7WAN109C |  | https://s3.amazonaws.com/montgomerycountytfcg/Applications/MC2018110614+Application.pdf
2018110615 | AT&T Wireless | Add a 4' x 10' concrete pad in the existing equipment compound. Place a 30KW diesel generator on concrete pad. | Minor Modification | Aspen Monopole | 104 | 15710 | New Hampshire Ave | Silver Spring | RE-2 | Michael A. Grodin |  | Private | 39.1161 | -76.9962 | Monopole | 172 | 0 | Michael J. Rebner | 2018-11-28 | 2019-01-09 | Recommended | FA10007761 |  | https://s3.amazonaws.com/montgomerycountytfcg/Applications/MC2018110615+Application.pdf
2018110609 | T-Mobile | Add one panel antenna and two RRHs at 23' on an existing Crown Castle/Fibertech strand attached to an existing 47'6" wooden Pepco utility pole. | Colocation | Pepco 788424-550660 | 652 | 8600 | 16th St | Silver Spring | CRT-2.5 | State Highway ROW | Pepco | Public | 38.9994 | -77.04 | Utility Pole | 50 | -1 | Thomas Kable | 2018-11-27 | 2019-01-09 | Recommended | MNG-408 |  | https://s3.amazonaws.com/montgomerycountytfcg/Applications/MC2018110609+Application.pdf
2018110610 | AT&T Wireless | Add a 4' x 10' concrete pad in the existing equipment compound. Place a 30KW diesel generator on concrete pad. | Minor Modification | Trolley Museum | 336 | 1313 | Bonifant Rd | Silver Spring | RE-2 | M-NCPPC | M-NCPPC | Public | 39.0971 | -77.0327 | Monopole | 135 | 0 | Michael J. Rebner | 2018-11-27 | 2019-01-09 | Recommended | FA10103426 |  | https://s3.amazonaws.com/montgomerycountytfcg/Applications/MC2018110610+Application.pdf
2018110601 | Verizon Wireless | Remove nine antennas. Add six antennas and three RRHs at 140' on an existing 180' monopole. | Minor Modification | Old Burtonsville VFD | 64 | 15430 | Old Columbia Pike | Burtonsville | CRT-1.5 C-1.0 R-1.25 H-70 | Burtonsville VFD | Fire | Private | 39.1102 | -76.9367 | Monopole | 180 | 0 | Jessica Bingham | 2018-11-21 | 2019-01-09 | Recommended | Burtonsville Manor |  | https://s3.amazonaws.com/montgomerycountytfcg/Applications/MC2018110601+Application.pdf
2018100546 | T-Mobile | Remove nine antennas and three RRHs. Add nine antennas and fifteen RRHs at 110' on an existing 84' building. | Minor Modification | 962 Wayne Ave | 46 | 962 | Wayne Ave | Silver Spring | CR-5.0 | Bsrep II MD Office Wayne LLC |  | Private | 38.9943 | -77.026 | Building | 112 | 0 | Caitlin Ratzlaff | 2018-11-19 | 2019-01-09 | Recommended | 7WAN010A |  | https://s3.amazonaws.com/montgomerycountytfcg/Applications/MC2018100546+Application.pdf
2018110607 | T-Mobile | Remove nine antennas and three RRHs. Add nine antennas and seventeen RRHs at 109' on an existing 97' building. | Minor Modification | Westfield South 1 | 417 | 11002 | Veirs Mill Rd | Wheaton | GR-1.5 | Wheaton Shopping |  | Private | 39.0349 | -77.0524 | Building | 100 | 0 | Caitlin Ratzlaff | 2018-11-19 | 2019-01-09 | Recommended | 7WAN093A |  | https://s3.amazonaws.com/montgomerycountytfcg/Applications/MC2018110607+Application.pdf
2018110608 | Sprint/Nextel | Attach six antennas and nine remote radio heads (RRH) at 63'/69' on a 54' building. Install equipment cabinets on the rooftop. | Colocation | Phillips Office Building | 279 | 9420 | Key West Ave | Rockville | LSC-1.0 H-110 T | Key West III LP |  | Private | 39.1029 | -77.1938 | Building | 54.25 | 0 | Wesley Winner | 2018-11-19 | 2019-02-13 | Recommended | DC52XC162 |  | https://s3.amazonaws.com/montgomerycountytfcg/Applications/MC2018110608+Application+%26+Report.pdf
2018110592 | T-Mobile | Remove and replace three antennas at 177' on an existing 160'5" building. | Minor Modification | Promenade | 47 | 5225 | Pooks Hill Rd | Bethesda | R-H | Promenade Towers MH Corp |  | Private | 39.0174 | -77.1068 | Building | 193 | 0 | Katherine Blackwood | 2018-11-14 | 2019-01-09 | Recommended | 7WAN125E |  | https://s3.amazonaws.com/montgomerycountytfcg/Applications/MC2018110592+Application.pdf
2018110594 | T-Mobile | Crown Castle is proposing to install a small cell facility on a Verizon owned utility pole for use by T-Mobile. The existing pole will be replaced with a pole that is 25' 0" taller and which is designed to hold the equipment which will go on the pole. Cro | Replacement | VZ15908 Pole | 650 | 1308 | East West Hwy | Silver Spring | CR-5.0 | Verizon | Verizon | Private | 38.9929 | -77.0318 | Utility Pole | 47.5 | -1 | Thomas Kable | 2018-11-14 | 2021-01-12 | Withdrawn | MNG-532 |  | https://montgomerycountytfcg.s3.amazonaws.com/Applications/MC2018110594.pdf
2018110595 | T-Mobile | Replace an existing Pepco wooden utility pole with a 43' wooden pole and install one omnidirectional antenna at 46'4" on the replacement pole. An equipment shroud will also be attached on the side of the replacement pole. | Replacement | Pepco 806432-4594 | 651 | 10145 | New Hampshire Ave | Silver Spring | CRT-1.5 | Montgomery County | Pepco | Public | 39.0223 | -76.9769 | Utility Pole | 47.5 | -1 | Thomas Kable | 2018-11-14 | 2019-01-09 | Recommended | MNG-553 |  | https://s3.amazonaws.com/montgomerycountytfcg/Applications/MC2018110595+Application.pdf
2018110596 | Sprint/Nextel | Remove three antennas and three RRHs. Add six antennas and fifteen RRHs at 80' on an existing 99' monopole. | Minor Modification | Springbrook High School | 373 | 201 | Valley Brook Dr | Silver Spring | R-200 | Board of Education | School | Public | 39.0583 | -77.0081 | Monopole | 99 | 0 | Shannon West | 2018-11-14 | 2019-01-09 | Recommended | DC52XC003 |  | https://s3.amazonaws.com/montgomerycountytfcg/Applications/MC2018110596+Application.pdf
2018110598 | Sprint/Nextel | Remove nine antennas. Add six antennas and nine RRHs at 90'/91' on an existing 64' building. | Minor Modification | Walkers House | 144 | 18700 | Walkers Choice Rd | Gaithersburg | R-10 | Walker House Owner LLC |  | Private | 39.163 | -77.2051 | Building | 76 | 0 | Shannon West | 2018-11-14 | 2019-01-09 | Recommended | DC52XC120 |  | https://s3.amazonaws.com/montgomerycountytfcg/Applications/MC2018110598+Application.pdf
2018110599 | Sprint/Nextel | Remove three antennas and three RRHs. Add six antennas and nine RRHs at 167'/182' on an existing 159' building. | Minor Modification | Westlake Towers | 155 | 7420 | Westlake Terr | Bethesda | R-H | Westlake Park Condo |  | Private | 39.026 | -77.1508 | Building | 144.5 | 0 | Shannon West | 2018-11-14 | 2019-01-09 | Recommended | DC52XC389 |  | https://s3.amazonaws.com/montgomerycountytfcg/Applications/MC2018110599+Application.pdf
2018110600 | Sprint/Nextel | Remove three antennas and three RRHs. Add six antennas and nine RRHs at 54' on an existing 45' building. | Minor Modification | Wildwood Medical Center | 367 | 10401 | Old Georgetown Rd | Bethesda | CRT-1.25 | Wildwood Medical Center |  | Private | 39.0265 | -77.1251 | Building | 50 | 0 | Shannon West | 2018-11-14 | 2019-01-09 | Recommended | DC52XC411 |  | https://s3.amazonaws.com/montgomerycountytfcg/Applications/MC2018110600+Application.pdf
2018110589 | T-Mobile | Remove three antennas. Add six antennas and three RRHs at 125' on an existing 149' monopole. | Minor Modification | Sandy Spring VFD #40 | 117 | 16911 | Georgia Ave | Olney | RE-2 | Sandy Spring Vol. Fire Dept. | Fire | Private | 39.1336 | -77.068 | Monopole | 150 | 0 | Tessia Knight | 2018-11-13 | 2019-01-09 | Recommended | 7WAN078A |  | https://s3.amazonaws.com/montgomerycountytfcg/Applications/MC2018110589+Application.pdf
2018110593 | Sprint/Nextel | Remove three antennas and three RRHs. Add six antennas and nine RRHs at 150'/151' on an existing 132' building. | Minor Modification | Claridge House Apts | 179 | 2445 | Lyttonsville Rd | Silver Spring | CRT-1.25, C-0.25, R-1.25, H-150 | C & C Apartments Assoc LP |  | Private | 39 | -77.0525 | Building | 125 | 0 | Shannon West | 2018-11-13 | 2019-01-09 | Recommended | DC52XC402 |  | https://s3.amazonaws.com/montgomerycountytfcg/Applications/MC2018110593+Application.pdf
2018100555 | T-Mobile | Remove six antennas and three RRHs. Add six antennas and six RRHs at 168' on an existing 160' building. | Minor Modification | Parkside Plaza | 255 | 9039 | Sligo Creek Pkwy | Silver Spring | R-10 | Parkside Plaza Condo |  | Private | 39.0042 | -77.0136 | Building | 150 | 0 | James Marquez | 2018-11-12 | 2019-02-13 | Recommended | 7WAN302C |  | https://s3.amazonaws.com/montgomerycountytfcg/Applications/MC2018100555+Application.pdf
2018100556 | Sprint/Nextel | Remove (12) panel antennas, (3) remote radio heads, (3) combiners, (3) antenna mounts . Install (6) antennas, (3) remote radio heads, (1) hyberiflex cable, (1) 9712 cabinet, (1)fiber distribution box (1)mm1mo airscale BBU ( inside existing 9927 cabinet | Minor Modification | Carver Tower | 124 | 2647 | W University Blvd | Silver Spring | CR-5.0 C-4.5 R-4.5 H-130 | Bajwa Property Management LLC |  | Private | 39.0407 | -77.0549 | Tower | 275 | 0 | Michael Wingard | 2018-11-12 | 2019-02-15 | Withdrawn | Carver Tower |  | https://montgomerycountytfcg.s3.amazonaws.com/Applications/MC2018100556+(1).pdf
2018110586 | T-Mobile | T-Mobile will install (8) antennas and support equipment on the existing rooftop with a height of 35’-4 and 37’-8. The antennas and support equipment will be installed on a new sleds at 44’-8 (alpha), 44’-4 (beta), and 42’-4 (gamma & delta) RAD | Colocation | Aspen Hill Apartments | 649 | 13515 | Georgia Ave | Silver Spring | R-20 | Aspen Hill LLC |  | Private | 39.0788 | -77.0714 | Building | 35 | 0 | Jessica Bingham | 2018-11-09 | 2019-01-09 | Recommended | 7WAN187K |  | https://s3.amazonaws.com/montgomerycountytfcg/Applications/MC2018110586+Application.pdf
2018110587 | Sprint/Nextel | Remove six antennas. Add six antennas and three RRHs at 150' on an existing 228' tower. | Minor Modification | WSSC Great Seneca | 295 | 12600 | Great Seneca Hwy | Germantown | R-200 | WSSC | WSSC | Private | 39.142 | -77.2744 | Tower | 200 | 0 | Wesley Winner | 2018-11-09 | 2018-12-05 | Recommended | WA60XC234 |  | https://s3.amazonaws.com/montgomerycountytfcg/Applications/MC2018110587+Application.pdf
2018110588 | T-Mobile | Add a 6x8' concrete pad in the existing equipment compound. Place a 50KW diesel generator on concrete pad. | Minor Modification | McDonnell property | 93.01 | 20315 | Georgia Ave | Brookeville | RC | Timothy McDonnell |  | Private | 39.1899 | -77.0607 | Monopole | 188 | 0 | Tessia Knight | 2018-11-09 | 2019-02-13 | Recommended | Brookeville |  | https://s3.amazonaws.com/montgomerycountytfcg/Applications/MC2018110588+Application.pdf
2018090492 | T-Mobile | Remove six antennas. Add six antennas and six RRHs at 140' on an existing 140' monopole. | Minor Modification | Public Storage Briggs Chaney | 415 | 3351 | Briggs Chaney Rd | Silver Spring | EOF-0.75, H-100 T | Shurgard Maryland Properties Inc |  | Private | 39.075 | -76.9422 | Monopole | 140 | 0 | Steven Fanshaw | 2018-11-08 | 2018-12-05 | Recommended | 7WAN285K |  | https://s3.amazonaws.com/montgomerycountytfcg/Applications/MC2018090492+Application.pdf
2018110581 | T-Mobile | Attach six antennas and three remote radio heads (RRH) at 53' on a 47' building. Install equipment cabinets and generator on the rooftop. | Colocation | Seneca Meadows Corporate Center | 648 | 20501 | Seneca Meadows Pkwy | Germantown | CR-2.0 | Seneca Meadows Corp Center IV LLC |  | Private | 39.1955 | -77.2588 | Building | 47 | 0 | Jessica Bingham | 2018-11-08 | 2018-12-05 | Recommended | 7WAN243J |  | https://s3.amazonaws.com/montgomerycountytfcg/Applications/MC2018110581+Application.pdf
2018110585 | T-Mobile | Remove nine antennas and three RRHs. Add nine antennas and eighteen RRHs at 174' on an existing 161' building. | Minor Modification | Berkshire Towers | 42.01 | 11235 | Oak Leaf Dr | Silver Spring | R-10 | Enclave Holdings LLC Nonconnah Holdings LLC |  | Private | 39.0413 | -76.9934 | Building | 165 | 0 | Aimee Clark | 2018-11-08 | 2019-02-13 | Recommended | 7WAN003A |  | https://s3.amazonaws.com/montgomerycountytfcg/Applications/MC2018110585+Application.pdf
2018110584 | Sprint/Nextel | Remove three antennas and three RRHs. Add three antennas at 184' on an existing 191' monopole. | Minor Modification | Gate of Heaven | 116 | 13801 | Georgia Ave | Silver Spring | RE-2 | ROMAN CATHOLIC ARCHDIOCESE OF WASHINGTON |  | Private | 39.0877 | -77.0706 | Monopole | 190.5 | 0 | Carrie Fazzolari | 2018-11-07 | 2019-01-09 | Recommended | DC03XC096 |  | https://s3.amazonaws.com/montgomerycountytfcg/Applications/MC2018110584+Application.pdf
2018110579 | T-Mobile | Crown Castle is proposing to install a small cell facility on a Verizon owned utility pole for use by T-Mobile. The new pole will be 10' 6" then the existing pole and is designed to hold the equipment which will go on the pole. Crown Castle will then atta | Replacement | Verizon 11 East West | 647 | 1222 | East West Hwy | Silver Spring | CR-5.0 | Verizon | Verizon | Private | 38.9915 | -77.0305 | Utility Pole | 34 | -1 | Thomas Kable | 2018-11-06 | 2018-12-18 | Withdrawn | MNG-111 |  | https://montgomerycountytfcg.s3.amazonaws.com/Applications/MC2018110579+Revised+12.14.18.pdf
2018110577 | T-Mobile | Swap (6) Air Antennas for Split Beam antennas; Add 5 RRUs/Sector and swap existing L700 RRU for new L600/L700 4449 RRU for a total of 6 per sector, 18 RRUs total. Remove (3) L700 Antennas and replace with (3) new L600 antennas.Swap the 2106 for 6102; add | Minor Modification | Hilton-Gaithersburg | 217 | 620 | Perry Pkwy | Gaithersburg | C-2 | L-A Gaithersburg LLC |  | Private | 39.1494 | -77.2134 | Building | 180 | 0 | Aimee Clark | 2018-11-05 | 2018-11-07 | Withdrawn | 7WAN012
2018110571 | T-Mobile | Remove and replace (9) nine antennas, remove and replace (3) three RRU's, Install (3) three RRU's | Minor Modification | Blake High School | 306 | 300 | Norwood Rd | Silver Spring | RE-2C | Board of Education | School | Public | 39.1121 | -77.0191 | Monopole | 120 | 0 | Aimee Clark | 2018-11-04 | 2019-01-17 | Withdrawn | 7WAN080 |  | https://montgomerycountytfcg.s3.amazonaws.com/Applications/MC2018110571.pdf
2018110572 | T-Mobile | Remove and replace (12) antennas, remove and replace (4) RRU's and adding (5) additional RRU's per sector for a total of (22) RRU's and add (3) 6x12 hybrids | Minor Modification | Shady Grove Tower | 137.02 | 8620 | Pleasant Rd | Gaithersburg | GR-1.5 | WSSC |  | Public | 39.1199 | -77.1796 | Tower | 250 | 0 | Aimee Clark | 2018-11-04 | 2019-01-17 | Withdrawn | 7WAN114A |  | https://montgomerycountytfcg.s3.amazonaws.com/Applications/MC2018110572.pdf
2018100564 | Sprint/Nextel | Add one omni-directional antenna at 57'4" on an existing 53'3" wooden Pepco utility pole. An equipment shroud will also be attached to the side of the existing utility pole. | Colocation | Pepco 735426-9321 | 645 | 9010 | Falls Road | Rockville | RE-2 | Montgomery County | Pepco | Public | 39.0036 | -77.2251 | Utility Pole | 53.25 | -1 | Thomas Kable | 2018-10-31 | 2019-01-09 | Recommended | POT-001 |  | https://s3.amazonaws.com/montgomerycountytfcg/Applications/MC2018100564+Application.pdf
2018100567 | T-Mobile | Add one omni-directional antenna at 48'9" on a 45'5" replacement wooden Pepco utility pole. An equipment shroud will also be attached to the side of the replacement utility pole. | Replacement | Pepco 99412-3665 | 646 | 6300 | New Hampshire Ave | Takoma Park | CRT-2.25 | Montgomery County ROW | Pepco | Private | 38.9666 | -77.002 | Utility Pole | 48 | -1 | Thomas Kable | 2018-10-31 | 2019-02-13 | Withdrawn | MNG-167 |  | https://montgomerycountytfcg.s3.amazonaws.com/Applications/MC2018100567+Application+%26+Report.pdf
2018100562 | T-Mobile | Replace an existing Pepco wooden utility pole with a 30'3" wooden pole and install one omni-directional antenna at 33'7" on the replacement pole. An equipment shroud will also be attached on the side of the replacement pole. | Replacement | Pepco 790423-7160 | 644 | 1328 | Fenwick Ln | Silver Spring | CR-5.0 | Montgomery County | Pepco | Public | 38.9966 | -77.0322 | Utility Pole | 39 | -1 | Thomas Kable | 2018-10-30 | 2019-01-09 | Recommended | MNG-107 |  | https://s3.amazonaws.com/montgomerycountytfcg/Applications/MC2018100562+Application.pdf
2018100565 | T-Mobile | Remove and replace nine antennas at 107' on an existing 98' building. | Minor Modification | Summit Hills Apartments | 58 | 8484 | 16th St | Silver Spring | CR-2.5 C-0.25 R-2.5 H-145 | Summit Hills LLC |  | Private | 38.9951 | -77.037 | Building | 98.8 | 0 | Elizabeth Dietrich | 2018-10-30 | 2018-12-05 | Recommended | 7WAN059A |  | https://s3.amazonaws.com/montgomerycountytfcg/Applications/MC2018100565+Application.pdf
2018100563 | T-Mobile | Remove and replace three antennas at 118' on an existing 120' monopole. | Minor Modification | Watkins Mill High School | 386 | 10301 | Apple Ridge Rd | Gaithersburg | R-200 | Board of Education | School | Public | 39.1846 | -77.2137 | Monopole | 118 | 0 | Elizabeth Dietrich | 2018-10-29 | 2018-12-05 | Recommended | 7WAN513B |  | https://s3.amazonaws.com/montgomerycountytfcg/Applications/MC2018100563+Application.pdf
2018100550 | Verizon Wireless | Remove and replace six antennas and three RRHs at 55'/56' on an existing 64' building. | Minor Modification | Woodmont Triangle Garage | 505 | 7730 | Woodmont Ave | Bethesda | CR-5.0 C-5.0 R-4.75 H-175 | Montgomery County |  | Public | 38.9874 | -77.0967 | Building | 64 | 0 | Shea Beltran | 2018-10-25 | 2018-12-05 | Recommended | Fairmont |  | https://s3.amazonaws.com/montgomerycountytfcg/Applications/MC2018100550+Application.pdf
2018100552 | Verizon Wireless | Remove twelve antennas and six RRHs. Add six antennas and nine RRHs at 107' on an existing 130' monopole. | Minor Modification | Albert Einstein High School | 298 | 11135 | Newport Mill Rd | Silver Spring | R-60 | MCPS | School | Public | 39.0401 | -77.0646 | Monopole | 130 | 0 | Shea Beltran | 2018-10-25 | 2019-01-09 | Recommended | Newport Mill |  | https://s3.amazonaws.com/montgomerycountytfcg/Applications/MC2018100552+Application.pdf
2018100543 | T-Mobile | Remove and replace six antennas at 167' on an existing 159' building. | Minor Modification | Chevy Chase Building | 18 | 5530 | Wisconsin Ave | Chevy Chase | CR-3.0 C-2.0 R-2.75 H-90 T | Friendship Propertie |  | Private | 38.9648 | -77.0883 | Building | 160 | 0 | Elizabeth Dietrich | 2018-10-22 | 2018-11-07 | Recommended | 7WDC027A |  | https://s3.amazonaws.com/montgomerycountytfcg/Applications/MC2018100543+Application.pdf
2018100540 | Sprint/Nextel | Remove and replace three antennas at 187'/189' on an existing 191' monopole. | Minor Modification | Oakmont Monopole | 3 | 16801 | Oakmont Ave | Gaithersburg | IM-2.5 H-50 | 16801 Oakmont Avenue LLC |  | Private | 39.1315 | -77.174 | Monopole | 191 | 0 | Steven Fanshaw | 2018-10-19 | 2018-12-05 | Recommended | DC03XC129 |  | https://s3.amazonaws.com/montgomerycountytfcg/Applications/MC2018100540+Application.pdf
2018100541 | T-Mobile | Remove and replace six antennas at 140' on an existing 228' tower. | Minor Modification | WSSC Great Seneca | 295 | 12600 | Great Seneca Hwy | Germantown | R-200 | WSSC | WSSC | Private | 39.142 | -77.2744 | Tower | 200 | 0 | Pallavi Ayyala | 2018-10-19 | 2018-12-05 | Recommended | 7WAN299A |  | https://s3.amazonaws.com/montgomerycountytfcg/Applications/MC2018100541+Application.pdf
2018100534 | Sprint/Nextel | Remove three antennas. Add six antennas and three RRHs at 203' on an existing 300' tower. | Minor Modification | Montg College Germantown | 153 | 20200 | Observation Dr | Germantown | LSC-2.0 | Board of Comm College Trustees for Montgomery Coun | WSSC | Public | 39.1846 | -77.2499 | Tower | 300 | 0 | Katherine Blackwood | 2018-10-18 | 2018-12-05 | Recommended | DC03XC163 |  | https://s3.amazonaws.com/montgomerycountytfcg/Applications/MC2018100534+Application.pdf
2018100539 | AT&T Wireless | Remove three RRHs. Add six RRHs at 110'/111'/116' on an existing 90' building. | Minor Modification | Summit Hills Apartments | 58 | 8484 | 16th St | Silver Spring | CR-2.5 C-0.25 R-2.5 H-145 | Summit Hills LLC |  | Private | 38.9951 | -77.037 | Building | 98.8 | 0 | Brooke Brungart | 2018-10-18 | 2018-12-05 | Recommended | Falkland |  | https://s3.amazonaws.com/montgomerycountytfcg/Applications/MC2018100539+Application.pdf
2018100532 | Sprint/Nextel | Remove three antennas. Add six antennas and nine RRHs at 126' on an existing 134' transmission tower. | Minor Modification | Pepco #102-S | 305 | 8700 | Snouffer School Rd (block of) | Gaithersburg | R-200 | Pepco | Pepco | Private | 39.1854 | -77.1824 | Tower | 134 | 0 | Shannon West | 2018-10-17 | 2019-01-09 | Recommended | WA54XC785 |  | https://s3.amazonaws.com/montgomerycountytfcg/Applications/MC2018100532+Application.pdf
2018100533 | Sprint/Nextel | Remove three antennas. Add six antennas and three RRHs at 73'/74' on an existing 62' building. | Minor Modification | Ramada Silver Spring | 216 | 7990 | Georgia Ave | Silver Spring | CR-3.0 | ELSS LLC |  | Private | 38.9867 | -77.0272 | Building | 81 | 0 | Shannon West | 2018-10-17 | 2018-12-05 | Recommended | WA73XC280 |  | https://s3.amazonaws.com/montgomerycountytfcg/Applications/MC2018100533+Application.pdf
2018100535 | Sprint/Nextel | Remove three antennas and three RRHs. Add six antennas and nine RRHs at 109' on an existing 92' building. | Minor Modification | Sudbury House Condo. | 38 | 2100 | Washington Avenue | Silver Spring | R-10 | Sudbury House Condominiums |  | Private | 38.9942 | -77.0454 | Building | 95 | 0 | Shannon West | 2018-10-17 | 2018-12-05 | Recommended | DC52XC068 |  | https://s3.amazonaws.com/montgomerycountytfcg/Applications/MC2018100535+Application.pdf
2018100536 | Sprint/Nextel | Remove three antennas. Add six antennas and six RRHs at 185' on an existing 142' building. | Minor Modification | The Georgian | 452 | 8750 | Georgia Ave | Silver Spring | CR-5.0 | Georgian Investors, LLC |  | Private | 38.9991 | -77.0319 | Building | 142 | 0 | Shannon West | 2018-10-17 | 2019-01-09 | Recommended | WA81XC100 |  | https://s3.amazonaws.com/montgomerycountytfcg/Applications/MC2018100536+Application.pdf
2018100528 | Sprint/Nextel | Remove three antennas and three RRHs. Add six antennas and nine RRHs at 52' on an existing 87' building. | Minor Modification | St. Patrick's Church | 28 | 4101 | Norbeck Rd | Rockville | RE-1 | St. Patrick's Church | Church | Private | 39.1087 | -77.082 | Building | 75 | 0 | Shannon West | 2018-10-16 | 2019-01-09 | Recommended | DC52XC006 |  | https://s3.amazonaws.com/montgomerycountytfcg/Applications/MC2018100528+Application.pdf
2018100529 | Sprint/Nextel | Remove nine antennas. Add six antennas and nine RRHs at 93'/108' on an existing 95' building. | Minor Modification | Columbia Towers | 237 | 12001 | Old Columbia Pike | Silver Spring | R-10 | Legum & Norman |  | Private | 39.0519 | -76.9749 | Building | 95 | 0 | Shannon West | 2018-10-16 | 2018-12-05 | Recommended | DC52XC115 |  | https://s3.amazonaws.com/montgomerycountytfcg/Applications/MC2018100529+Application.pdf
2018100530 | Sprint/Nextel | Remove three antennas and three RRHs. Add six antennas and nine RRHs at 73' on an existing 64' building. | Minor Modification | Century 21 Building | 334 | 20010 | Century Blvd | Germantown | CR-2.0 | Rickman Century LLC |  | Private | 39.1856 | -77.26 | Building | 60 | 0 | Shannon West | 2018-10-16 | 2019-01-09 | Recommended | DC52XC166 |  | https://s3.amazonaws.com/montgomerycountytfcg/Applications/MC2018100530+Application.pdf
2018100531 | Sprint/Nextel | Remove three antennas and three RRHs. Add six antennas and nine RRHs at 53' on an existing 49' building. | Minor Modification | Crossroads Building | 273 | 7676 | New Hampshire Ave | Takoma Park | CRT-2.5 | 7676 New Hampshire L.P. |  | Private | 38.9874 | -76.9885 | Building | 40 | 0 | Shannon West | 2018-10-16 | 2018-12-05 | Recommended | DC52XC181 |  | https://s3.amazonaws.com/montgomerycountytfcg/Applications/MC2018100531+Application.pdf
2018100524 | T-Mobile | Construct a 150'-high monopole and attach six panel antennas at the 147? level. Equipment will be placed in a new 75' x 75' compound. | New | Warfield Property | 423 | 25723 | Woodfield Rd | Damascus | RNC | James Warfield |  | Private | 39.2754 | -77.2013 | Monopole | 149 | 0 | Tracy Themak | 2018-10-12 | 2018-12-05 | Recommended | WAN504C |  | https://s3.amazonaws.com/montgomerycountytfcg/Applications/MC2018100524+Application.pdf
2018100525 | T-Mobile | Remove three antennas. Add three antennas and six RRHs at 192' on an existing 190' monopole. | Minor Modification | Oakmont Monopole | 3 | 16801 | Oakmont Ave | Gaithersburg | IM-2.5 H-50 | 16801 Oakmont Avenue LLC |  | Private | 39.1315 | -77.174 | Monopole | 191 | 0 | Steven Fanshaw | 2018-10-12 | 2018-12-05 | Recommended | 7WAN082A |  | https://s3.amazonaws.com/montgomerycountytfcg/Applications/MC2018100525+Application.pdf
2018090489 | Sprint/Nextel | Attach six antennas and nine remote radio heads (RRH) at 83' on a 59' building. Install equipment cabinets on the rooftop. | Colocation | 7001 Arlington | 643 | 7001 | Arlington Rd | Bethesda | CRT-1.75 | AERC 7001 Arlington Road LLC |  | Private | 38.9797 | -77.098 | Building | 59 | 0 | CeeCee Middlebrooks | 2018-10-11 | 2018-12-05 | Recommended | WA90XCH37B |  | https://s3.amazonaws.com/montgomerycountytfcg/Applications/MC2018090489+Application.pdf
2018100522 | T-Mobile | Remove six antennas. Install nine antennas and twelve RRHs at 139’ on an existing 140’ monopole. | Minor Modification | Public Storage Prosperity | 402 | 12355 | Prosperity Dr | Silver Spring | CR-0.75 C-0.75 R-0.25 H-75 | Public Storage LP |  | Private | 39.0579 | -76.9655 | Monopole | 140 | 0 | Steven Fanshaw | 2018-10-11 | 2018-11-07 | Recommended | 7WAN124I |  | https://s3.amazonaws.com/montgomerycountytfcg/Applications/MC2018100522+Application.pdf
2018100523 | T-Mobile | Remove three antennas and three RRHs. Install six antennas and three RRHs at 93’ on an existing 125’ water tank. | Minor Modification | Brink Water Tank | 87 | 21701 | Ridge Rd | Germantown | AR | WSSC | WSSC | Public | 39.2126 | -77.238 | Water Tank | 124 | 0 | Pallavi Ayyala | 2018-10-11 | 2018-11-07 | Recommended | 7WAN179A |  | https://s3.amazonaws.com/montgomerycountytfcg/Applications/MC2018100523+Application.pdf
2018100505 | Sprint/Nextel | Remove all equipment from Pepco Tower 54N and attach six antennas and three remote radio heads (RRH) at 130'/132' on a 136' Pepco transmission tower (54S). | Colocation | Pepco 54-S | 185.2 | 14800 | Schaeffer Rd | Boyds | AR | Pepco | Pepco | Private | 39.1465 | -77.3083 | Tower | 136 | 0 | Felicia Leidigh | 2018-10-10 | 2019-01-09 | Recommended | WA33XC056 |  | https://s3.amazonaws.com/montgomerycountytfcg/Applications/MC2018100505+Application.pdf
2018100519 | Sprint/Nextel | Remove six antennas. Add six antennas and nine RRHs at 152' on an existing 160' monopole. | Minor Modification | MDOT-Kensington | 77 | 9200 | Kensington Pkwy | Kensington | R-90 | MDOT / State Hwy Admin. |  | Private | 39.0077 | -77.075 | Monopole | 160 | -1 | Shannon West | 2018-10-10 | 2018-12-05 | Recommended | DC03XC626 |  | https://s3.amazonaws.com/montgomerycountytfcg/Applications/MC2018100519+Application.pdf
2018100520 | T-Mobile | Remove and replace six antennas at 128' on an existing 130' monopole. | Minor Modification | Albert Einstein High School | 298 | 11135 | Newport Mill Rd | Silver Spring | R-60 | MCPS | School | Public | 39.0401 | -77.0646 | Monopole | 130 | 0 | Elizabeth Dietrich | 2018-10-10 | 2018-11-07 | Recommended | 7WAN270A |  | https://s3.amazonaws.com/montgomerycountytfcg/Applications/MC2018100520+Application.pdf
2018100513 | Sprint/Nextel | Remove six antennas. Install six antennas and fifteen RRHs at 139’ on an existing 145’ transmission tower. | Minor Modification | Pepco 85-R | 223.02 | 0 | Georgia Ave | Brookeville | AR | Pepco | Pepco | Private | 39.2258 | -77.0594 | Tower | 145 | 0 | Felicia Leidigh | 2018-10-09 | 2018-11-07 | Recommended | Pepco Tower 85-R |  | https://s3.amazonaws.com/montgomerycountytfcg/Applications/MC2018100513+Application.pdf
2018100517 | AT&T Wireless | Attach six antennas and 12 remote radio heads (RRH) at 100' on a 120' monopole. Equipment to be installed within a proposed 15' x 24' compound along with a 250-gallon propane tank and a 15kW generator. | Colocation | Watkins Mill High School | 386 | 10301 | Apple Ridge Rd | Gaithersburg | R-200 | Board of Education | School | Public | 39.1846 | -77.2137 | Monopole | 118 | 0 | Ryan Graham Triller | 2018-10-09 | 2019-04-03 | Recommended | Prathertown |  | https://s3.amazonaws.com/montgomerycountytfcg/Applications/MC2018100517+Application+%26+Report.pdf
2018100518 | Sprint/Nextel | Remove six antennas. Add six antennas and fifteen RRHs at 142' on an existing 132' transmission tower. | Minor Modification | Pepco 163-S | 203 | 1000 | Ashton Rd (block of) | Ashton | R-C | Pepco | Pepco | Private | 39.1608 | -76.9839 | Tower | 132 | 0 | Felicia Leidigh | 2018-10-09 | 2018-12-05 | Recommended | Pepco Tower 163-S |  | https://s3.amazonaws.com/montgomerycountytfcg/Applications/MC2018100518+Application.pdf
2018100509 | Sprint/Nextel | Remove six antennas. Install six antennas and fifteen RRHs at 134’ on an existing 140’ transmission tower. | Minor Modification | Pepco 57-R | 277 | 24700 | Halterman Rd | Gaithersburg | AR | Pepco | Pepco | Private | 39.2627 | -77.1307 | Tower | 140 | 0 | Felicia Leidigh | 2018-10-08 | 2018-11-07 | Recommended | Pepco Tower 57-R |  | https://s3.amazonaws.com/montgomerycountytfcg/Applications/MC2018100509+Application.pdf
2018100511 | Verizon Wireless | Remove (11) & add (11) antennas and other associated equipment on existing tower. The antenna models are (6) X7CQAP-FRO-660 and (5) X7C-FRO-660. | Minor Modification | Wheaton Park Maint. Yard | 65 | 12012 | Alpert Ln | Silver Spring | R-90 | M-NCPPC | AT&T | Public | 39.0532 | -77.0286 | Monopole | 180 | 0 | Shari Saslaw | 2018-10-08 |  | Withdrawn | Kemp Mill |  | https://montgomerycountytfcg.s3.amazonaws.com/Applications/MC2018100511.pdf
2018100498 | Sprint/Nextel | Remove six antennas. Add six antennas, one microwave dish, and nine RRHs at 140' on an existing 142' transmission tower. | Minor Modification | Pepco 148-S | 193.02 | 0 | Gold Mine Rd | Brinklow | R-C | Pepco | Pepco | Private | 39.1802 | -77.0277 | Tower | 146 | 0 | Felicia Leidigh | 2018-10-08 | 2018-12-05 | Recommended | Pepco New Hampshire Ave |  | https://s3.amazonaws.com/montgomerycountytfcg/Applications/MC2018100498+Application.pdf
2018100514 | Sprint/Nextel | Remove six antennas and three RRHs. Add six antennas and nine RRHs at 74'/78' on an existing 63' building. | Minor Modification | Parklawn | 156 | 11820 | Parklawn Dr | Rockville | EOF-0.75 | PS Business Parks L P |  | Private | 39.0499 | -77.1037 | Building | 63 | 0 | Shannon West | 2018-10-08 | 2018-12-05 | Recommended | DC52XC103 |  | https://s3.amazonaws.com/montgomerycountytfcg/Applications/MC2018100514+Application.pdf
2018090488 | Sprint/Nextel | Remove and replace six antennas. Add twelve RRHS at 122'/123' on an existing 126' transmission tower. | Minor Modification | Pepco 629-S | 297.01 | 13622 | Travilah Rd | North Potomac | R-200 | Pepco | Pepco | Public | 39.0811 | -77.2465 | Tower | 126 | 0 | Felicia Leidigh | 2018-10-05 | 2019-02-13 | Recommended | Pepco Tower 629-S |  | https://montgomerycountytfcg.s3.amazonaws.com/Applications/MC2018090488+Application.pdf
2018100497 | Sprint/Nextel | Remove six antennas. Install six antennas and twelve RRHs at 134'/136’ on an existing 141’ transmission tower. | Minor Modification | Pepco Manor View | 13 | 6424 | Manor View Dr | Gaithersburg | RE-1 | Pepco | Pepco | Private | 39.1872 | -77.1285 | Tower | 142 | 0 | Felicia Leidigh | 2018-10-05 | 2018-11-07 | Recommended | Pepco Tower 118-S |  | https://s3.amazonaws.com/montgomerycountytfcg/Applications/MC2018100497+Application.pdf
2018100506 | T-Mobile | Remove and replace three antennas at 130' on an existing 127' monopole. | Minor Modification | JFK High School | 288 | 1901 | Randolph Rd | Silver Spring | R-90 | Board of Education | School | Public | 39.0676 | -77.0397 | Monopole | 135 | 0 | Elizabeth Dietrich | 2018-10-03 | 2018-11-07 | Recommended | 7WAN270A |  | https://s3.amazonaws.com/montgomerycountytfcg/Applications/MC2018100506+Application.pdf
2018100496 | Sprint/Nextel | Remove six antennas. Install six antennas and twelve RRHs at 121’ on an existing 126’ transmission tower. | Minor Modification | Pepco 637-S | 311 | 12900 | Piney Meetinghouse Rd | Potomac | RE-2 | Pepco | Pepco | Private | 39.0669 | -77.2283 | Tower | 126 | 0 | Felicia Leidigh | 2018-10-02 | 2018-11-07 | Recommended | DC03XC564 |  | https://s3.amazonaws.com/montgomerycountytfcg/Applications/MC2018100496+Application.pdf
2018100500 | Sprint/Nextel | Remove and replace six antennas and three RRHs at 138' on an existing 130' building. | Minor Modification | Park Montgomery Apts | 26 | 8860 | Piney Branch Rd | Silver Spring | R-H | Park Montgomery Limited Prtnrshp |  | Private | 39.0005 | -76.9917 | Building | 147 | 0 | Shannon West | 2018-10-02 | 2018-12-05 | Recommended | DC03XC437 |  | https://s3.amazonaws.com/montgomerycountytfcg/Applications/MC2018100500+Application.pdf
2018100495 | Sprint/Nextel | Remove six antennas. Install six antennas and twelve RRHs at 111’ on an existing 116’ transmission tower. | Minor Modification | Pepco 662-S | 79 |  | Seven Locks Rd/Tuckerman Ln | Potomac | R-90 | Pepco | Pepco | Private | 39.0367 | -77.1603 | Tower | 116 | 0 | Felicia Leidigh | 2018-10-01 | 2018-11-07 | Recommended | DC03XC379 |  | https://s3.amazonaws.com/montgomerycountytfcg/Applications/MC2018100495+Application.pdf
2018090494 | Verizon Wireless | Remove and replace three antennas and six RRHs at 54' on an existing 43' building. | Minor Modification | National 4-H Council Bldg | 44 | 7100 | Connecticut Ave | Chevy Chase | R-60 | National 4-H Council |  | Private | 38.981 | -77.0788 | Building | 36 | 0 | Shea Beltran | 2018-09-28 | 2018-12-05 | Recommended | CC Church |  | https://s3.amazonaws.com/montgomerycountytfcg/Applications/MC2018090494+Application.pdf
2018090493 | T-Mobile | Remove five antennas and one RRH. Add six antennas at 151' on an existing 150' monopole. | Minor Modification | Colesville Monopole | 76 | 49 | Randolph Rd | Colesville | NR-0.75 H-45 | A.I. GLENVIEW LLC M & ML PATRIOT LLC ETAL |  | Private | 39.0764 | -77.0028 | Monopole | 150 | 0 | Steven Fanshaw | 2018-09-27 | 2019-01-09 | Recommended | 7WAN004A |  | https://s3.amazonaws.com/montgomerycountytfcg/Applications/MC2018090493+Application.pdf
2018090465 | AT&T Wireless | Add a diesel generator in an existing equipment compound. | Minor Modification | Gymkhana Club | 56 | 14100 | River Rd | Rockville | RE-2 | River Road Development Inc |  | Private | 39.063 | -77.2925 | Monopole | 143.6 | 0 | Michael Rebner | 2018-09-19 | 2018-12-05 | Recommended | Blockhouse Point |  | https://s3.amazonaws.com/montgomerycountytfcg/Applications/MC2018090465+Application.pdf
2018090484 | T-Mobile | Remove and replace three antennas at 105' on an existing 135' water tank. | Minor Modification | Cabin John Water Tank | 132 | 6711 | Tomlinson Terr | Cabin John | R-200 | WSSC | WSSC | Public | 38.9782 | -77.1597 | Water Tank | 133.5 | 0 | Elizabeth Dietrich | 2018-09-19 | 2018-11-07 | Recommended | 7WAN016A |  | https://s3.amazonaws.com/montgomerycountytfcg/Applications/MC2018090484+Application.pdf
2018090476 | Sprint/Nextel | Remove three antennas and three RRHs. Install three antennas at 116’ on an existing 98’ building. | Minor Modification | Verizon Building | 36 | 13100 | Columbia Pike | Silver Spring | EOF-0.75 H-100 T | Chesapeake and Potomac Tele Co MD |  | Private | 39.0713 | -76.9589 | Building | 68 | 0 | Cynthia VanDeMark | 2018-09-14 | 2018-11-07 | Recommended | DC03XC088 |  | https://s3.amazonaws.com/montgomerycountytfcg/Applications/MC2018090476+Application.pdf
2018090477 | Sprint/Nextel | Remove three antennas and three RRHs. Add three antennas at 106'/114' on an existing 98' building. | Minor Modification | Summit Hills Apartments | 58 | 8484 | 16th St | Silver Spring | CR-2.5 C-0.25 R-2.5 H-145 | Summit Hills LLC |  | Private | 38.9951 | -77.037 | Building | 98.8 | 0 | Cynthia VanDeMark | 2018-09-14 | 2018-12-05 | Recommended | DC03XC428 |  | https://s3.amazonaws.com/montgomerycountytfcg/Applications/MC2018090477+Application.pdf
2018090478 | Sprint/Nextel | Remove three antennas and three RRHs. Add three antennas at 140' on an existing 204' watertank. | Minor Modification | Colesville Tank | 138 | 2201 | Industrial Pkwy | Silver Spring | CR-1.0 C-1.0 R-0.5 H-220 | WSSC | WSSC | Public | 39.0495 | -76.9633 | Water Tank | 216 | 0 | Cynthia VanDeMark | 2018-09-14 | 2019-01-09 | Recommended | WA54XC481 |  | https://s3.amazonaws.com/montgomerycountytfcg/Applications/MC2018090478+Application.pdf
2018090479 | Sprint/Nextel | Remove three antennas and three RRHs. Install three antennas at 72’ on an existing 54’ building. | Minor Modification | Montgomery Towers | 265 | 415 | Silver Spring Ave | Silver Spring | R-10 | Montgomery Towers LLC |  | Private | 38.9933 | -77.0108 | Building | 57 | 0 | Cynthia VanDeMark | 2018-09-14 | 2018-11-07 | Recommended | WA54XC436 |  | https://s3.amazonaws.com/montgomerycountytfcg/Applications/MC2018090479+Application.pdf
2018090480 | Sprint/Nextel | Remove three antennas and three RRHs. Add three antennas at 141'/155' on an existing 132' building. | Minor Modification | Pavilion Apts | 31 | 5901 | Montrose Rd | Rockville | CR-4.0 C-0.25 R-4.0 H-190 | CP5 MONTEREY LLC |  | Private | 39.0537 | -77.1189 | Building | 152 | 0 | Cynthia VanDeMark | 2018-09-14 | 2018-12-05 | Recommended | WA73XC279 |  | https://s3.amazonaws.com/montgomerycountytfcg/Applications/MC2018090480+Application.pdf
2018090481 | Sprint/Nextel | Remove three antennas and three RRHs. Install three antennas at 105’ on an existing 125’ water tank. | Minor Modification | Brink Water Tank | 87 | 21701 | Ridge Rd | Germantown | AR | WSSC | WSSC | Public | 39.2126 | -77.238 | Water Tank | 124 | 0 | Cynthia VanDeMark | 2018-09-14 | 2018-11-07 | Recommended | WA23XC462 |  | https://s3.amazonaws.com/montgomerycountytfcg/Applications/MC2018090481+Application.pdf
2018080452 | Sprint/Nextel | Attach six antennas and nine remote radio heads (RRH) at 155'/157' on a 135'4" building. Install equipment cabinets on the rooftop. | Colocation | Double Tree Hotel | 561 | 8120 | Wisconsin Ave | Bethesda | CR-3.0 C-3.0 R-2.75 H-110 | BLT Fund 9 Bethesdan LLC |  | Private | 38.9913 | -77.0961 | Building | 135 | 0 | Julie Arnold Erb | 2018-09-13 | 2018-11-07 | Recommended | WA90XCI34A |  | https://s3.amazonaws.com/montgomerycountytfcg/Applications/MC2018080452+Application.pdf
2018090473 | Sprint/Nextel | Remove three antennas and three RRHs; Install three antennas at 120’ on an existing 120’ water tower. | Minor Modification | Woodside Water Tank | 1 | 1945 | Seminary Pl | Silver Spring | R-60 | WSSC | WSSC | Public | 39.0099 | -77.0425 | Water Tank | 117 | 0 | Cynthia VanDeMark | 2018-09-13 | 2018-10-03 | Recommended | DC03XC589 |  | https://s3.amazonaws.com/montgomerycountytfcg/Applications/MC2018090473.pdf
2018090474 | Sprint/Nextel | Remove three antennas and three RRHs. Install three antennas at 65’ on an existing 57’ building. | Minor Modification | Sunrise Apts | 149 | 19310 | Club House Rd | Gaithersburg | R-10 | Sunrise Assisted Living |  | Private | 39.1738 | -77.2027 | Building | 70 | 0 | Cynthia VanDeMark | 2018-09-13 | 2018-11-07 | Recommended | DC03XC149 |  | https://s3.amazonaws.com/montgomerycountytfcg/Applications/MC2018090474+Application.pdf
2018090475 | T-Mobile | Remove ten antennas and three RRHs. Install nine antennas and eighteen RRHs at 217’ on an existing 226’ tower. | Minor Modification | Izaak Walton League | 6 | 18301 | Waring Station Rd | Germantown | R-200 | Izaak Walton League |  | Private | 39.1551 | -77.2535 | Tower | 224 | 0 | Steven Fanshaw | 2018-09-13 | 2018-11-07 | Recommended | 7WAN077A |  | https://s3.amazonaws.com/montgomerycountytfcg/Applications/MC2018090475+Application.pdf
2018090472 | T-Mobile | Remove eight antennas and one RRH. Add nine antennas and fifteen RRHs at 47'/60' on an existing 40' building. | Minor Modification | Lakewood at Georgia | 603 | 11510 | Georgia Ave | Silver Spring | CR-3.0 | Lakewood at Georgia Ave, LLC |  | Public | 39.044 | -77.0527 | Building | 40 | 0 | Caitlin Ratzlaff | 2018-09-12 | 2018-12-05 | Recommended | 7WAN301M |  | https://s3.amazonaws.com/montgomerycountytfcg/Applications/MC2018090472+Application.pdf
2018090470 | Sprint/Nextel | Remove three antennas and three RRHs. Install three antennas at 74’ on an existing 56’ apartment building. (antennas are within a stealth chimney enclosure) | Minor Modification | Garland Towers | 394 | 8221 | Garland Ave | Takoma Park | R-10 | Connecticut Avenue LLP |  | Private | 38.9926 | -76.9998 | Building | 77 | 0 | Cynthia VanDeMark | 2018-09-11 | 2018-10-03 | Recommended | WA60XC209 |  | https://s3.amazonaws.com/montgomerycountytfcg/Applications/MC2018090470.pdf
2018090471 | Sprint/Nextel | Remove three antennas and three RRHs. Install three antennas at 104’ on an existing 91’ building. | Minor Modification | Montgomery Village | 300 | 18310 | Montgomery Village Ave | Gaithersburg | EOF-0.75 | BDC Montvale LLC |  | Private | 39.1571 | -77.2069 | Building | 91 | 0 | Cynthia VanDeMark | 2018-09-11 | 2018-11-07 | Recommended | WA60XC236 |  | https://s3.amazonaws.com/montgomerycountytfcg/Applications/MC2018090471+Application.pdf
2018090467 | Sprint/Nextel | Attach six antennas and nine remote radio heads (RRH) at 85' on an existing 97'5" monopole. Equipment to be installed within the planned fenced compound. | Colocation | Wheaton High School | 299 | 12501 | Dalewood Rd | Silver Spring | R-60 | MCPS | School | Public | 39.0595 | -77.0665 | Monopole | 100 | 0 | Katherine Blackwood | 2018-09-10 | 2019-02-13 | Recommended | WA80XC702 |  | https://s3.amazonaws.com/montgomerycountytfcg/Applications/MC2018090467+Application+%26+Report.pdf
2018090464 | Sprint/Nextel | Install six antennas and twelve RRHs at 110’ on an existing 120’ monopole. Equipment to be installed within the existing fenced compound. | Colocation | Moyer Moving and Storage | 502 | 13050 | Shawnee Ln | Clarksburg | EOF-0.75/H-100T | Moyer and Sons, Inc. |  | Public | 39.2276 | -77.2708 | Monopole | 120 | 0 | Katherine Blackwood | 2018-09-06 | 2018-10-03 | Recommended | WA90XCJ82 |  | https://s3.amazonaws.com/montgomerycountytfcg/Applications/MC2018090464+Application.pdf
2018090466 | T-Mobile | Remove and replace six antennas at 98.5' on an existing 97'5" monopole. | Minor Modification | Wheaton High School | 299 | 12501 | Dalewood Rd | Silver Spring | R-60 | MCPS | School | Public | 39.0595 | -77.0665 | Monopole | 100 | 0 | Pallavi Ayyala | 2018-09-06 | 2018-11-07 | Recommended | 7WAN235A |  | https://s3.amazonaws.com/montgomerycountytfcg/Applications/MC2018090466+Application.pdf
2018090463 | Verizon Wireless | Remove one antenna. Install one antennas and two RRHs at 37’ on an existing 35.5’ light pole. | Minor Modification | McDonalds Light Pole | 484 | 7200 | Muncaster Mill Rd | Rockville | CRT-0.75 | Redmill Shop Ctr Asc LP |  | Public | 39.1455 | -77.1445 | Monopole | 35 | 0 | Shea Beltran | 2018-09-04 | 2018-11-07 | Recommended | Redland |  | https://s3.amazonaws.com/montgomerycountytfcg/Applications/MC2018090463+Application.pdf
2018080460 | T-Mobile | T-Mobile proposes to remove and replace (6) existing antennas with (3) proposed RFS APXVAAR24_43-U-NA20, (3) proposed Ericsson AIR3246 B66 and (6) proposed Ericsson RRUS. | Minor Modification | Promenade | 47 | 5225 | Pooks Hill Rd | Bethesda | R-H | Promenade Towers MH Corp |  | Private | 39.0174 | -77.1068 | Building | 193 | 0 | Pallavi Ayyala | 2018-08-28 |  | Withdrawn | 7WAN125E |  | https://montgomerycountytfcg.s3.amazonaws.com/Applications/MC2018080460.pdf
2018080461 | T-Mobile | Remove and replace three antennas at 150’ on an existing 150’ monopole. | Minor Modification | Milestone | 148 | 1 | Milestone Center Ct | Germantown | CR-2.0 C-1.75 R-0.5 H-125 T | WMMH Building LLC |  | Public | 39.2004 | -77.2591 | Monopole | 150 | 0 | Pallavi Ayyala | 2018-08-28 | 2018-11-07 | Recommended | 7WAN284A |  | https://s3.amazonaws.com/montgomerycountytfcg/Applications/MC2018080461+Application.pdf
2018080453 | Sprint/Nextel | Remove three antennas, one microwave dish, and three RRHs. Install three antennas and one microwave dish at 168'/171' on an existing 159’ building. | Minor Modification | Chevy Chase Building | 18 | 5530 | Wisconsin Ave | Chevy Chase | CR-3.0 C-2.0 R-2.75 H-90 T | Friendship Propertie |  | Private | 38.9648 | -77.0883 | Building | 160 | 0 | Cynthia VanDeMark | 2018-08-21 | 2018-11-07 | Recommended | DC03XC304 |  | https://s3.amazonaws.com/montgomerycountytfcg/Applications/MC2018080453+Application.pdf
2018080456 | Sprint/Nextel | Remove three antennas. Add six antennas and three RRHs at 122' on an existing 120' monopole. | Minor Modification | Airpark Industrial Center | 83 | 7707 | Airpark Rd | Gaithersburg | IL-1.0 H-50 | Crown Atlantic Co LLC |  | Private | 39.1715 | -77.1578 | Monopole | 120 | 0 | Shannon Campbell | 2018-08-21 | 2018-12-05 | Recommended | WA73XC278-A |  | https://s3.amazonaws.com/montgomerycountytfcg/Applications/MC2018080456+Application.pdf
2018080450 | T-Mobile | Remove three antennas and add a 10' extension to accommodate the addition of seven new antennas on an existing 110' monopole. The proposed antennas will be located at 120' on the extended 120' monopole. | Minor Modification | Silver Spring YMCA | 4 | 9800 | Hastings Dr | Silver Spring | R-60 | n |  | Private | 39.0159 | -77.0134 | Monopole | 120 | 0 | Tessia Knight | 2018-08-20 | 2018-11-07 | Recommended | 7WAN055A |  | https://s3.amazonaws.com/montgomerycountytfcg/Applications/MC2018080450+Application.pdf
2018080440 | T-Mobile | Remove and replace 9 antennas | Minor Modification | 962 Wayne Ave | 46 | 962 | Wayne Ave | Silver Spring | CR-5.0 | Bsrep II MD Office Wayne LLC |  | Private | 38.9943 | -77.026 | Building | 112 | 0 | Caitlin Ratzlaff | 2018-08-15 |  | Withdrawn | 7WAN010A |  | https://montgomerycountytfcg.s3.amazonaws.com/Applications/MC2018080440.pdf
2018080444 | T-Mobile | Remove three antennas. Install six antennas and three RRHs at 100’ on an existing 100’ monopole. | Minor Modification | Daly Elementary School | 324 | 20301 | Brandermill Dr | Germantown | R-90 | MCPS | School | Public | 39.1888 | -77.2325 | Monopole | 101 | 0 | Caitlin Ratzlaff | 2018-08-15 | 2018-10-03 | Recommended | 7WAN144A |  | https://s3.amazonaws.com/montgomerycountytfcg/Applications/MC2018080444+Application.pdf
2018080446 | T-Mobile | Remove and replace three antennas at 155' on a 143' office building. | Minor Modification | Continental Plaza | 154 | 7101 | Wisconsin Ave | Bethesda | CR-3.0 C-3.0 R-2.75 H-145 | 7101 Wisconsin Owner LLC |  | Private | 38.9803 | -77.0918 | Building | 145 | 0 | Caitlin Ratzlaff | 2018-08-15 | 2018-09-05 | Recommended | 7WAN266B |  | https://s3.amazonaws.com/montgomerycountytfcg/Applications/MC2018080446+Application.pdf
2018080447 | T-Mobile | Remove and replace three antennas and three RRHs at 80' on an existing 121' monopole. | Minor Modification | Extra Space Storage | 350 | 19500 | Frederick Rd | Germantown | GR-1.5 H-45 | Extra Space Properties 131 LLC |  | Private | 39.1755 | -77.24 | Monopole | 120 | 0 | Caitlin Ratzlaff | 2018-08-15 | 2018-12-05 | Recommended | 7WAN321A |  | https://s3.amazonaws.com/montgomerycountytfcg/Applications/MC2018080447+Application.pdf
2018080448 | T-Mobile | Remove 7 antennas and install 5 | Minor Modification | Springbrook High School | 373 | 201 | Valley Brook Dr | Silver Spring | R-200 | Board of Education | School | Public | 39.0583 | -77.0081 | Monopole | 99 | 0 | Caitlin Ratzlaff | 2018-08-15 | 2018-10-22 | Withdrawn | 7WAN488A |  | https://montgomerycountytfcg.s3.amazonaws.com/Applications/MC2018080448.pdf
2018080449 | T-Mobile | Remove and replace three antennas and three RRHs at 159'/175' on an existing 153' building. | Minor Modification | Pavilion Apts | 31 | 5901 | Montrose Rd | Rockville | CR-4.0 C-0.25 R-4.0 H-190 | CP5 MONTEREY LLC |  | Private | 39.0537 | -77.1189 | Building | 152 | 0 | Caitlin Ratzlaff | 2018-08-15 | 2018-12-05 | Recommended | 7WAN596N |  | https://s3.amazonaws.com/montgomerycountytfcg/Applications/MC2018080449+Application.pdf
2018080443 | T-Mobile | Remove and replace three antennas and three RRHs at 110’ on an existing 110’ office building. | Minor Modification | Takoma Business Center | 254 | 6930 | Carroll Ave | Takoma Park | CRT-1.5 C-1.5 R-0.5 H-50 | Takoma Business Center LLC |  | Private | 38.9753 | -77.0141 | Building | 110 | 0 | Kimberly Jacobus | 2018-08-14 | 2018-10-03 | Recommended | 7WAN103A |  | https://s3.amazonaws.com/montgomerycountytfcg/Applications/MC2018080443+Application.pdf
2018080428 | T-Mobile | Remove and replace three antennas and three RRHs at 95’ on an existing 127’ water tower. | Minor Modification | Woodside Water Tank | 1 | 1945 | Seminary Pl | Silver Spring | R-60 | WSSC | WSSC | Public | 39.0099 | -77.0425 | Water Tank | 117 | 0 | Emily Steele | 2018-08-08 | 2018-10-03 | Recommended | 7WAN042A |  | https://s3.amazonaws.com/montgomerycountytfcg/Applications/MC2018080428+Application.pdf
2018080429 | T-Mobile | Remove five antennas. Install six antennas and three RRHs at 82’ on an existing 75’ apartment building. | Minor Modification | Walkers House | 144 | 18700 | Walkers Choice Rd | Gaithersburg | R-10 | Walker House Owner LLC |  | Private | 39.163 | -77.2051 | Building | 76 | 0 | Pallavi Ayyala | 2018-08-08 | 2018-10-03 | Recommended | 7WAN246E |  | https://s3.amazonaws.com/montgomerycountytfcg/Applications/MC2018080429+Application.pdf
2018080431 | T-Mobile | Remove and replace three antennas and three RRHs at 49' on a 42' office building. | Minor Modification | Storage USA | 339 | 7722 | Fenton St | Silver Spring | IM-2.5 | ESS Prisa LLC |  | Private | 38.9864 | -77.0231 | Building | 150 | 0 | Emily Steele | 2018-08-08 | 2018-09-05 | Recommended | 7WAN138 |  | https://s3.amazonaws.com/montgomerycountytfcg/Applications/MC2018080431+Application.pdf
2018080432 | T-Mobile | Remove and replace 9 antennas and 6 RRHs. | Minor Modification | Berkshire Towers | 42.01 | 11235 | Oak Leaf Dr | Silver Spring | R-10 | Enclave Holdings LLC Nonconnah Holdings LLC |  | Private | 39.0413 | -76.9934 | Building | 165 | 0 | Emily Steele | 2018-08-08 |  | Withdrawn | 7WAN003 |  | https://montgomerycountytfcg.s3.amazonaws.com/Applications/MC2018080432+Revised+8.22.18.pdf
2018080433 | T-Mobile | Remove and replace four antennas and four RRHs at 140’ on an existing 122’ apartment building. | Minor Modification | Arcola Towers | 374 | 1135 | University Blvd | Silver Spring | R-H | Arcola Towers Rad Limited Partnership | County | Public | 39.0388 | -77.0306 | Building | 122 | 0 | Pallavi Ayyala | 2018-08-08 | 2018-10-03 | Recommended | 7WAN139F |  | https://s3.amazonaws.com/montgomerycountytfcg/Applications/MC2018080433+Application.pdf
2018080434 | T-Mobile | Remove and replace 12 antennas and 4 RRHs and 5 RRHs | Minor Modification | Shady Grove Tower | 137.02 | 8620 | Pleasant Rd | Gaithersburg | GR-1.5 | WSSC |  | Public | 39.1199 | -77.1796 | Tower | 250 | 0 | Emily Steele | 2018-08-08 |  | Withdrawn | 7WAN109C |  | https://montgomerycountytfcg.s3.amazonaws.com/Applications/MC2018080434+Revised+8.14.18.pdf
2018080435 | T-Mobile | Remove and replace three antennas; install three RRHs at 117' on a 161' monopole. | Minor Modification | Fire Station 31 | 10 | 12100 | Darnestown Rd | Gaithersburg | R-200 | Montgomery County |  | Public | 39.1161 | -77.2512 | Monopole | 161 | 0 | Pallavi Ayyala | 2018-08-08 | 2018-09-05 | Recommended | 7WAN074A |  | https://montgomerycountytfcg.s3.amazonaws.com/Applications/MC2018080435+Application.pdf
2018080436 | Sprint/Nextel | Remove three antennas and three RRHs; install three antennas at 125'/127' on a 96' office building. | Minor Modification | 962 Wayne Ave | 46 | 962 | Wayne Ave | Silver Spring | CR-5.0 | Bsrep II MD Office Wayne LLC |  | Private | 38.9943 | -77.026 | Building | 112 | 0 | Cynthia VanDeMark | 2018-08-08 | 2018-09-05 | Recommended | DC03XC464 |  | https://s3.amazonaws.com/montgomerycountytfcg/Applications/MC2018080436+Application.pdf
2018080437 | Sprint/Nextel | Remove three antennas and three RRHs; install three antennas at 100' on a 110' monopole. | Minor Modification | Silver Spring YMCA | 4 | 9800 | Hastings Dr | Silver Spring | R-60 | n |  | Private | 39.0159 | -77.0134 | Monopole | 120 | 0 | Cynthia VanDeMark | 2018-08-08 | 2018-09-05 | Recommended | DC03XC470 |  | https://s3.amazonaws.com/montgomerycountytfcg/Applications/MC2018080437+Application.pdf
2018080438 | T-Mobile | Remove and replace nine antennas and three RRHs at 120' on an existing 122' monopole. | Minor Modification | Blake High School | 306 | 300 | Norwood Rd | Silver Spring | RE-2C | Board of Education | School | Public | 39.1121 | -77.0191 | Monopole | 120 | 0 | Emily Steele | 2018-08-08 | 2018-11-07 | Recommended | 7WAN080 |  | https://s3.amazonaws.com/montgomerycountytfcg/Applications/MC2018080438+Application.pdf
2018080439 | T-Mobile | Remove four antennas and four RRHs. Add seven antennas and four RRHs at 141' on an existing 134' building. | Minor Modification | Park Montgomery Apts | 26 | 8860 | Piney Branch Rd | Silver Spring | R-H | Park Montgomery Limited Prtnrshp |  | Private | 39.0005 | -76.9917 | Building | 147 | 0 | Kimberly Jacobus | 2018-08-08 | 2019-02-13 | Recommended | 7WAN014A |  | https://s3.amazonaws.com/montgomerycountytfcg/Applications/MC2018080439+Application.pdf
2018080427 | T-Mobile | Remove five antennas and four RRHs. Install six antennas and six RRHs at 120’ on an existing 112’ apartment building. | Minor Modification | Renaissance Plaza Apts. | 16 | 14000 | Castle Blvd | Silver Spring | R-20 | Renaissance Plaza Condo |  | Private | 39.0858 | -76.9419 | Building | 100 | 0 | James Marquez | 2018-08-07 | 2018-10-03 | Recommended | Waterford Tower |  | https://s3.amazonaws.com/montgomerycountytfcg/Applications/MC2018080427+Application.pdf
2018080414 | T-Mobile | Attach eight antennas and eight remote radio heads (RRH) at 100' on a 130' stealth monopole. Install equipment cabinets on ground within the compound. | Colocation | Bretton Woods GC | 327 | 15700 | River Rd | Germantown | RC | International Monetary Fund |  | Public | 39.0762 | -77.3281 | Monopole | 131 | 0 | Phil Stetler | 2018-08-02 | 2018-09-05 | Recommended | 7WAN463E |  | https://s3.amazonaws.com/montgomerycountytfcg/Applications/MC2018080414+Application.pdf
2018080416 | Sprint/Nextel | Remove three antennas and three RRHs. Install three antennas at 159’ on an existing 189’ water tank. | Minor Modification | Glenmont Tank | 12 | 12413 | Georgia Ave | Silver Spring | CR-2.0 C-0.5 R-1.75 H-120 | WSSC | WSSC | Public | 39.0616 | -77.0516 | Water Tank | 183 | 0 | Cynthia VanDeMark | 2018-08-02 | 2018-10-03 | Recommended | DC03XC510 |  | https://s3.amazonaws.com/montgomerycountytfcg/Applications/MC2018080416+Application.pdf
2018080418 | Sprint/Nextel | Remove three antennas and three RRHs; install three antennas at 190' on a 179' office building. | Minor Modification | Democracy Center | 23 | 6903 | Rockledge Dr | Bethesda | CR-1.5 C-1.25 R-0.75 H-200 | G&I X Democracy Center LLC |  | Private | 39.0276 | -77.1405 | Building | 185 | 0 | Cynthia VanDeMark | 2018-08-02 | 2018-09-05 | Recommended | DC03XC520 |  | https://s3.amazonaws.com/montgomerycountytfcg/Applications/MC2018080418+Application.pdf
2018080419 | Sprint/Nextel | Remove three antennas and three RRHs. Install three antennas at 154’ on an existing 134’ apartment building. | Minor Modification | Chateau Apartments | 53.01 | 9727 | Mt. Pisgah Rd | Silver Spring | R-H | Hillzo LP |  | Private | 39.0168 | -76.9745 | Building | 159 | 0 | Cynthia VanDeMark | 2018-08-02 | 2018-10-03 | Recommended | DC03XC629 |  | https://s3.amazonaws.com/montgomerycountytfcg/Applications/MC2018080419+Application.pdf
2018080420 | Sprint/Nextel | Remove three antennas and three RRHs. Install three antennas at 224’ on an existing 214’ office building. | Minor Modification | Clark Building | 45 | 7500 | Old Georgetown Rd | Bethesda | CR-8.0 | Clark Office Bldg LP |  | Private | 38.985 | -77.0954 | Building | 230 | 0 | Cynthia VanDeMark | 2018-08-02 | 2018-10-03 | Recommended | DC03XC380 |  | https://s3.amazonaws.com/montgomerycountytfcg/Applications/MC2018080420+Application.pdf
2018070408 | T-Mobile | Remove and replace six antennas and three RRHs at 67/70’ on an existing 54’ office building. | Minor Modification | Phillips Office Building | 279 | 9420 | Key West Ave | Rockville | LSC-1.0 H-110 T | Key West III LP |  | Private | 39.1029 | -77.1938 | Building | 54.25 | 0 | James Marquez | 2018-07-31 | 2018-10-03 | Recommended | 7WAN094C |  | https://s3.amazonaws.com/montgomerycountytfcg/Applications/MC2018070408+Application.pdf
2018070409 | T-Mobile | Remove and replace three antennas and three RRHs at 120’ on an existing 120’ monopole. | Minor Modification | Oakview Recreation Assoc. | 344 | 1101 | Corliss St | Silver Spring | R-90 | Oakview Recreation Association |  | Private | 39.017 | -76.99 | Monopole | 120 | 0 | James Marquez | 2018-07-31 | 2018-10-03 | Recommended | 7WAN272C |  | https://s3.amazonaws.com/montgomerycountytfcg/Applications/MC2018070409+Application.pdf
2018070410 | T-Mobile | Remove and replace three antennas and three RRHs at 110’ on an existing 114’ office building. | Minor Modification | NOAA | 283 | 6100 | Executive Blvd | Rockville | CR-1.5 C-1.5 R-1.0 H-100 | 6100 Executive, LLC |  | Private | 39.0478 | -77.1239 | Building | 100 | 0 | James Marquez | 2018-07-31 | 2018-10-03 | Recommended | 7WAN110C |  | https://s3.amazonaws.com/montgomerycountytfcg/Applications/MC2018070410+Application.pdf
2018070412 | T-Mobile | Install three antennas and three RRHs at 167’ on an existing 148’ apartment building. | Minor Modification | Park Ritchie Apts. | 48 | 7600 | Maple Ave | Takoma Park | R-10 | Park Ritchie LLC |  | Private | 38.9839 | -77.008 | Building | 151 | 0 | James Marquez | 2018-07-31 | 2018-10-03 | Recommended | Park Ritchie |  | https://s3.amazonaws.com/montgomerycountytfcg/Applications/MC2018070412+Application.pdf
2018070413 | T-Mobile | Remove and replace three antennas and three RRHs at 50’ on an existing 56’ retail building (antennas and RRH are within a stealth clock tower enclosure) | Minor Modification | Flower Hill SC | 363 | 18200 | Flower Hill Way | Gaithersburg | PNZ | PCO, LP |  | Private | 39.1549 | -77.1654 | Building | 41 | 0 | James Marquez | 2018-07-31 | 2018-10-03 | Recommended | Flower Hill Shopping CTR |  | https://s3.amazonaws.com/montgomerycountytfcg/Applications/MC2018070413+Application.pdf
2018070406 | AT&T Wireless | Remove nine antennas and six RRHs; install six antennas and nine RRHs at 151' on a 153' monopole. | Minor Modification | Fire Station 31 | 10 | 12100 | Darnestown Rd | Gaithersburg | R-200 | Montgomery County |  | Public | 39.1161 | -77.2512 | Monopole | 161 | 0 | T.R. Thompson | 2018-07-26 | 2018-09-05 | Recommended | Quince Orchard |  | https://s3.amazonaws.com/montgomerycountytfcg/Applications/MC2018070406+Application.pdf
2018070407 | Verizon Wireless | Remove and replace six antennas and six RRHs at 105' on a 98' apartment building. | Minor Modification | Summit Hills Apartments | 58 | 8484 | 16th St | Silver Spring | CR-2.5 C-0.25 R-2.5 H-145 | Summit Hills LLC |  | Private | 38.9951 | -77.037 | Building | 98.8 | 0 | Shea Beltran | 2018-07-26 | 2018-09-05 | Recommended | Summit Hills |  | https://s3.amazonaws.com/montgomerycountytfcg/Applications/MC2018070407+Application.pdf
2018070403 | T-Mobile | Remove and replace nine antennas; install eighteen RRHs at 160' on a 189' water tank. | Minor Modification | Glenmont Tank | 12 | 12413 | Georgia Ave | Silver Spring | CR-2.0 C-0.5 R-1.75 H-120 | WSSC | WSSC | Public | 39.0616 | -77.0516 | Water Tank | 183 | 0 | Emily Steele | 2018-07-19 | 2018-09-05 | Recommended | 7WAN057A |  | https://s3.amazonaws.com/montgomerycountytfcg/Applications/MC2018070403+Application.pdf
2018070401 | T-Mobile | Attach nine antennas and six RRHs at 102' and 105' on a 95' apartment building. Install equipment cabinets and a backup generator on the rooftop. | Colocation | Cole Spring Plaza | 640 | 1001 | Spring St | Silver Spring | EOF-3.0 H-100 | Plaza Apt EHDRT LLC Et Al |  | Private | 38.9997 | -77.0268 | Building | 95 | 0 | Jessica Bingham | 2018-07-17 | 2018-09-05 | Recommended | 7WAN641B |  | https://s3.amazonaws.com/montgomerycountytfcg/Applications/MC2018070401+Application.pdf
2018070400 | T-Mobile | Attach nine antennas and six RRHs at 110' on a 102' apartment building. Install equipment cabinets on the rooftop. | Colocation | Revitz House | 639 | 6111 (6125) | Montrose Rd | Rockville | R-200 | Greater Washington Jewish Community Foundation |  | Private | 39.055 | -77.1232 | Building | 104 | 0 | Jessica Bingham | 2018-07-16 | 2018-09-05 | Recommended | 7WAN640A |  | https://s3.amazonaws.com/montgomerycountytfcg/Applications/MC2018070400+Application.pdf
2018070397 | T-Mobile | Remove and replace six antennas at 105' on a 135' water tank. | Minor Modification | Cabin John Water Tank | 132 | 6711 | Tomlinson Terr | Cabin John | R-200 | WSSC | WSSC | Public | 38.9782 | -77.1597 | Water Tank | 133.5 | 0 | Elizabeth Dietrich | 2018-07-11 | 2018-09-05 | Recommended | 7WAN016A- WSSC - Cabin John |  | https://s3.amazonaws.com/montgomerycountytfcg/Applications/MC2018070397+Application.pdf
2018070398 | T-Mobile | Remove and replace nine antennas at 184' on a 134' apartment building. | Minor Modification | Chateau Apartments | 53.01 | 9727 | Mt. Pisgah Rd | Silver Spring | R-H | Hillzo LP |  | Private | 39.0168 | -76.9745 | Building | 159 | 0 | Elizabeth Dietrich | 2018-07-11 | 2018-09-05 | Recommended | 7WAN043A |  | https://s3.amazonaws.com/montgomerycountytfcg/Applications/MC2018070398+Application.pdf
2018070396 | T-Mobile | Remove and replace three antennas at 195' on a 300' tower. | Minor Modification | Montg College Germantown | 153 | 20200 | Observation Dr | Germantown | LSC-2.0 | Board of Comm College Trustees for Montgomery Coun | WSSC | Public | 39.1846 | -77.2499 | Tower | 300 | 0 | Elizabeth Dietrich | 2018-07-09 | 2018-09-05 | Recommended | 7WAN018A- Montco Germantown |  | https://s3.amazonaws.com/montgomerycountytfcg/Applications/MC2018070396+Application.pdf
2018060366 | Sprint/Nextel | Attach six antennas and nine RRHs at 161'/165' on a 153' apartment building. Installed equipment cabinets on the rooftop. | Colocation | Meridian at Grosvenor | 638 | 5230 | Tuckerman Ln | Rockville | CR-7.25 | GROSVENOR STATION DEVEL II LLC |  | Public | 39.0275 | -77.1018 | Building | 153 | 0 | CeeCee Middlebrooks | 2018-07-05 | 2018-09-05 | Recommended | Meridian at Grosvenor |  | https://s3.amazonaws.com/montgomerycountytfcg/Applications/MC2018060366+Application.pdf
2018060393 | T-Mobile | Install eight antennas and four RRHs at 120’ on a planned 145’ monopole. Equipment to be installed within the planned fenced compound. | Colocation | Derwood Monopole | 633 | 15948 | Derwood Rd | Derwood | IM-2.5 H-50 | CSX Corporation, Inc |  | Private | 39.1161 | -77.1611 | Monopole | 145 | 0 | CeeCee Middlebrooks | 2018-07-03 | 2018-10-03 | Recommended | 7WAN621C |  | https://s3.amazonaws.com/montgomerycountytfcg/Applications/MC2018060393+Application.pdf
2018070394 | Sprint/Nextel | Remove three antennas; install six antennas and three RRHs at 90’ on an existing 140’ monopole. | Minor Modification | MDOT-Rockville | 73 |  | I-270 & Montrose Rd | Rockville | R-90 | MDOT / State Hwy Admin. | State | Public | 39.0579 | -77.1537 | Monopole | 140 | -1 | Harold Bernadzikowski | 2018-07-03 | 2018-08-01 | Recommended | WA33XC936 |  | https://s3.amazonaws.com/montgomerycountytfcg/Applications/MC2018070394+Application.pdf
2018060392 | Sprint/Nextel | Remove and Replace Six antennas | Minor Modification | WSSC Great Seneca | 295 | 12600 | Great Seneca Hwy | Germantown | R-200 | WSSC | WSSC | Private | 39.142 | -77.2744 | Tower | 200 | 0 | Daphnee Kelly | 2018-06-27 | 2018-09-12 | Withdrawn | WSSC Great Seneca |  | https://montgomerycountytfcg.s3.amazonaws.com/Applications/MC2018060392+Revised+7.5.18.pdf
2018060387 | Verizon Wireless | Remove and replace one antenna and one RRH at 50’ on an existing 29’ office building. | Minor Modification | Howard Hughes Medical Institute | 501 | 4000 | Jones Bridge Rd | Chevy Chase | LSC-0.5 | Howard Hughes Medical Institute |  | Private | 38.9982 | -77.0798 | Building | 48 | 0 | Leigh Dukatt | 2018-06-21 | 2018-08-01 | Recommended | Howard Hughes |  | https://s3.amazonaws.com/montgomerycountytfcg/Applications/MC2018060387+Application.pdf
2018060389 | Sprint/Nextel | Remove three antennas; install six antennas and three RRHs at 167' on a 160' apartment building. | Minor Modification | Parkside Plaza | 255 | 9039 | Sligo Creek Pkwy | Silver Spring | R-10 | Parkside Plaza Condo |  | Private | 39.0042 | -77.0136 | Building | 150 | 0 | Shannon West | 2018-06-21 | 2018-09-05 | Recommended | WA33XC943-D |  | https://s3.amazonaws.com/montgomerycountytfcg/Applications/MC2018060389+Application.pdf
2018060386 | Sprint/Nextel | Remove and replace three antennas at 79' on a 49' building. | Minor Modification | Goldsboro Rd Site | 129 | 6400 | Goldsboro Rd | Bethesda | CRT-0.75 C-0.75 R-0.25 H-35 | 6400 Goldsboro LLC |  | Private | 38.9701 | -77.1296 | Building | 55.8 | 0 | Jeremy Boone | 2018-06-20 | 2018-08-01 | Recommended | WA74XC741 |  | https://s3.amazonaws.com/montgomerycountytfcg/Applications/MC2018060386+Application.pdf
2018060377 | AT&T Wireless | Remove three RRHs; install three antennas and nine RRHs at 128’ on an existing 191’ monopole. | Minor Modification | Gate of Heaven | 116 | 13801 | Georgia Ave | Silver Spring | RE-2 | ROMAN CATHOLIC ARCHDIOCESE OF WASHINGTON |  | Private | 39.0877 | -77.0706 | Monopole | 190.5 | 0 | T.R. Thompson | 2018-06-19 | 2018-08-01 | Recommended | Needwood |  | https://s3.amazonaws.com/montgomerycountytfcg/Applications/MC2018060377+Application.pdf
2018060376 | Sprint/Nextel | Remove and replace three antennas at 76'/83' on a 68' building. | Minor Modification | Writ Building | 39 | 10400 | Connecticut Ave | Kensington | CRT-2.5 | Knowles Associates |  | Private | 39.0271 | -77.077 | Building | 68 | 0 | Jeremy Boone | 2018-06-19 | 2018-08-01 | Recommended | DC03XC020 |  | https://s3.amazonaws.com/montgomerycountytfcg/Applications/MC2018060376+Application.pdf
2018060378 | AT&T Wireless | Remove (3) antennas and (3) RRHs; install (3) antennas and (6) RRHs at 113’ on an existing 120’ monople. | Minor Modification | Airpark Industrial Center | 83 | 7707 | Airpark Rd | Gaithersburg | IL-1.0 H-50 | Crown Atlantic Co LLC |  | Private | 39.1715 | -77.1578 | Monopole | 120 | 0 | T.R. Thompson | 2018-06-19 | 2018-07-11 | Recommended | Montgomery Airpark |  | https://s3.amazonaws.com/montgomerycountytfcg/Applications/MC2018060378+Application.pdf
2018060379 | Sprint/Nextel | Remove/replace (3) antennas at 265’ on an existing 696’ radio tower. | Minor Modification | WWDC Radio Tower | 40 | 8800 | Brookeville Rd | Silver Spring | IM-2.5 H-50 | Chancellor Media Corp. |  | Private | 38.9999 | -77.057 | Tower | 695 | 0 | Jeremy Boone | 2018-06-19 | 2018-07-11 | Recommended | DC03XC435 |  | https://s3.amazonaws.com/montgomerycountytfcg/Applications/MC2018060379+Application.pdf
2018060380 | Sprint/Nextel | Remove and replace three antennas at 154’ on an existing 154’ monopole. | Minor Modification | Tri-State Stone Quarry | 20 | 8200 | Seven Locks Rd | Bethesda | R-200 | Ben Porto & Son LTD |  | Private | 38.9887 | -77.1614 | Monopole | 154 | 0 | Jeremy Boone | 2018-06-19 | 2018-08-01 | Recommended | DC03XC416 |  | https://s3.amazonaws.com/montgomerycountytfcg/Applications/MC2018060380+Application.pdf
2018060381 | Sprint/Nextel | Remove and replace three antennas at 115’ on an existing 111’ water tank. | Minor Modification | Bradley Water Tank 1 | 72.01 | 5603 | Radnor Rd | Bethesda | R-90 | WSSC | WSSC | Public | 38.9804 | -77.1137 | Water Tank | 108 | 0 | Jeremy Boone | 2018-06-19 | 2018-08-01 | Recommended | DC03XC485 |  | https://s3.amazonaws.com/montgomerycountytfcg/Applications/MC2018060381+Application.pdf
2018060382 | Sprint/Nextel | Remove three antennas and three RRHs; install three antennas at 118' on a 130' watertank. | Minor Modification | Cabin John Water Tank | 132 | 6711 | Tomlinson Terr | Cabin John | R-200 | WSSC | WSSC | Public | 38.9782 | -77.1597 | Water Tank | 133.5 | 0 | Jeremy Boone | 2018-06-19 | 2018-09-05 | Recommended | DC03XC590 |  | https://s3.amazonaws.com/montgomerycountytfcg/Applications/MC2018060382+Application.pdf
2018060383 | Sprint/Nextel | Remove and replace three antennas and remove three RRHs at 169'/175'/180' on a 145' building. | Minor Modification | Westwood Towers Apts | 33 | 5401 | Westbard Ave | Bethesda | CRT-3.0 | Housing Opportunities Comm Montgomery County |  | Private | 38.9643 | -77.1062 | Building | 150 | 0 | Jeremy Boone | 2018-06-19 | 2018-08-01 | Recommended | DC03XC297 |  | https://s3.amazonaws.com/montgomerycountytfcg/Applications/MC2018060383+Application.pdf
2018060384 | Sprint/Nextel | Remove and replace three antennas at 48’ on an existing 36’ office building. | Minor Modification | National 4-H Council Bldg | 44 | 7100 | Connecticut Ave | Chevy Chase | R-60 | National 4-H Council |  | Private | 38.981 | -77.0788 | Building | 36 | 0 | Jeremy Boone | 2018-06-19 | 2018-08-01 | Recommended | DC03XC364 |  | https://s3.amazonaws.com/montgomerycountytfcg/Applications/MC2018060384+Application.pdf
2018060385 | Sprint/Nextel | Remove and replace three antennas at 143'/151' on an existing 142’ apartment building. | Minor Modification | Classic Residence | 19 | 8100 | Connecticut Ave | Chevy Chase | R-10 | SNH CCMD Properties LLC |  | Private | 38.9917 | -77.0778 | Building | 138 | 0 | Jeremy Boone | 2018-06-19 | 2018-08-01 | Recommended | DC03XC634 |  | https://s3.amazonaws.com/montgomerycountytfcg/Applications/MC2018060385+Application.pdf
2018020255 | AT&T Wireless | Remove/replace (3) antennas and (9) RRHs at 75’ on existing 70' government building. | Minor Modification | Postal Training Facility | 233 | 10130 | Democracy Blvd | Potomac | RE-2 | United States Postal Service | Federal | Public | 39.0205 | -77.1864 | Building | 70 | 0 | Carrie Fazzolari | 2018-06-18 | 2018-07-11 | Recommended | Irongate |  | https://s3.amazonaws.com/montgomerycountytfcg/Applications/MC2018020255+Application.pdf
2018060375 | AT&T Wireless | Add (3) antennas and (6) RRHs at 175'/171' on an existing 156’ apartment building. | Minor Modification | Rock Creek Terrace Apts | 8 | 12630 | Veirs Mill Rd | Rockville | R-10 | Rock Creek Terrace LP |  | Private | 39.0631 | -77.0964 | Building | 153 | 0 | Carrie Fazzolari | 2018-06-18 | 2018-07-11 | Recommended | Walbridge |  | https://s3.amazonaws.com/montgomerycountytfcg/Applications/MC2018060375+Application.pdf
2018060373 | Sprint/Nextel | Remove three antennas; install six antennas and three RRHs at 125'/126'/130' on a 112' apartment building. | Minor Modification | Renaissance Plaza Apts. | 16 | 14000 | Castle Blvd | Silver Spring | R-20 | Renaissance Plaza Condo |  | Private | 39.0858 | -76.9419 | Building | 100 | 0 | Fatimah McKnight | 2018-06-14 | 2018-09-05 | Recommended | DC03XC102 |  | https://s3.amazonaws.com/montgomerycountytfcg/Applications/MC2018060373+Application.pdf
2018060371 | Sprint/Nextel | Remove three antennas; install six antennas and three RRHs at 161'/164' on a 156' apartment building. | Minor Modification | Rock Creek Terrace Apts | 8 | 12630 | Veirs Mill Rd | Rockville | R-10 | Rock Creek Terrace LP |  | Private | 39.0631 | -77.0964 | Building | 153 | 0 | Fatimah McKnight | 2018-06-08 | 2018-09-05 | Recommended | DC03XC079 |  | https://s3.amazonaws.com/montgomerycountytfcg/Applications/MC2018060371+Application.pdf
2018060372 | Sprint/Nextel | Remove four antennas and one RRH; install six antennas and three RRHs at 125’ on an existing 110’ office building. | Minor Modification | Takoma Business Center | 254 | 6930 | Carroll Ave | Takoma Park | CRT-1.5 C-1.5 R-0.5 H-50 | Takoma Business Center LLC |  | Private | 38.9753 | -77.0141 | Building | 110 | 0 | Shannon West | 2018-06-08 | 2018-08-01 | Recommended | WA54XC556-B |  | https://s3.amazonaws.com/montgomerycountytfcg/Applications/MC2018060372+Application.pdf
2018060368 | AT&T Wireless | Add one small cell antenna to a pepco pole | Colocation | Pepco | 636 | 816 | Northampton Dr | Silver Spring | R-20 | Montgomery County | Pepco | Public | 39.0077 | -76.984 | Utility Pole | 35 | -1 | Arun Sudama | 2018-06-06 |  | Withdrawn | CRAN_RWSH_PGEOG_019 |  | https://montgomerycountytfcg.s3.amazonaws.com/Applications/MC2018060368.pdf
2018060369 | AT&T Wireless | Attach one small cell antenna to a replacement PEPCO Pole. | Colocation | Pepco | 637 | 8216 | Carroll Ave | Silver Spring | R-60 | Montgomery County | Pepco | Public | 38.9926 | -76.993 | Utility Pole | 28 | -1 | Arun Sudama | 2018-06-06 |  | Withdrawn | CRAN_RWSH_PGEOG_020 |  | https://s3.amazonaws.com/montgomerycountytfcg/Applications/201206-10.pdf
2018060367 | Sprint/Nextel | Sprint is to remove 3 panel antennas and 3 WiMax antennas and replace with 3 APXVBBLL15X-43-c-120s and 3 MAA-AAHC. Also to install 3 new RRHs and expand electronics in cabinets and new cabling. | Minor Modification | Promenade | 47 | 5225 | Pooks Hill Rd | Bethesda | R-H | Promenade Towers MH Corp |  | Private | 39.0174 | -77.1068 | Building | 193 | 0 | Shannon West | 2018-06-05 | 2018-07-11 | Recommended | DC03XC288-A |  | https://s3.amazonaws.com/montgomerycountytfcg/Applications/MC2018060367+Application.pdf
2018050360 | AT&T Wireless | Install one antenna to a utility pole. | Colocation | Pepco 774416-040840 | 634 | 6807 | Wisconsin Ave | Chevy Chase | CR-3.0 | Montgomery County | Pepco | Public | 38.978 | -77.0909 | Utility Pole | 48 | -1 | Arun Sudama | 2018-06-01 |  | Withdrawn | CRAN_RWSH_DCDTN027 |  | https://s3.amazonaws.com/montgomerycountytfcg/Applications/MC2018050360+Application.pdf
2018060365 | Sprint/Nextel | Remove (6) antennas and (6) RRHs; install (3) antennas and (6) RRHs at 86’ of an existing 45’ church ( Steeple height is 110’). Steath enclourse to be modified to accommodate equipment change. | Minor Modification | Hughes Methodist Church | 228 | 10700 | Georgia Ave | Silver Spring | R-60 | Hughes United Methodist Church | Church | Private | 39.0303 | -77.0481 | Building | 30 | 0 | Shannon West | 2018-06-01 | 2018-07-11 | Recommended | WA23XC505-D |  | https://s3.amazonaws.com/montgomerycountytfcg/Applications/MC2018060365+Application.pdf
2018050364 | AT&T Wireless | Add one small cell antenna to a utlity pole | Colocation | Pepco 774419-700550 | 635 | 4301 | East West Hwy | Bethesda | R-60 | Montgomery County | Pepco | Public | 38.9855 | -77.0887 | Utility Pole | 41 | -1 | Arun Sudama | 2018-05-31 |  | Withdrawn | CRAN_RWSH_DCDTN028 |  | https://s3.amazonaws.com/montgomerycountytfcg/Applications/MC2018050364+Application.pdf
2018050351 | T-Mobile | Install (6) antennas and (6) RRHs at 119’ on a replacement 126’ water tank. Equipment cabinets to be installed in relocated leased area. | Colocation | Olney Water Tank | 25.1 | 17710 | Buehler Rd | Olney | RT-12.5 | WSSC | WSSC | Public | 39.1479 | -77.0644 | Water Tank | 126 | 0 | Timothy Dwyer | 2018-05-18 | 2018-07-11 | Recommended | 7WAN027A |  | https://s3.amazonaws.com/montgomerycountytfcg/Applications/MC2018050351+Application.pdf
2018050350 | Verizon Wireless | Remove/replace (1) antenna and (1) RRH at 23’ on a 16’ existing retail building. | Minor Modification | Mid-Pike Plaza | 509 | 11802 | Rockville Pike | Rockville | CR-4.0 | Federal Reality Investments Trust |  | Private | 39.0499 | -77.1152 | Building | 16 | 0 | Leigh Dukatt | 2018-05-15 | 2018-07-11 | Recommended | Mid Pike Plaza |  | https://s3.amazonaws.com/montgomerycountytfcg/Applications/MC2018050350+Application.pdf
2018050348 | Verizon Wireless | Remove twelve and attach six 96"-high panel antennas at 70’ on a 140’ monopole. | Minor Modification | Public Storage Prosperity | 402 | 12355 | Prosperity Dr | Silver Spring | CR-0.75 C-0.75 R-0.25 H-75 | Public Storage LP |  | Private | 39.0579 | -76.9655 | Monopole | 140 | 0 | Leigh Dukatt | 2018-05-03 | 2018-06-06 | Recommended | Prosperity |  | https://s3.amazonaws.com/montgomerycountytfcg/Applications/MC2018050348+Application.pdf
2018050347 | Verizon Wireless | Verizon is removing 12, and adding six, panels at 53’ on a 57’ office building. | Minor Modification | Phillips Office Building | 279 | 9420 | Key West Ave | Rockville | LSC-1.0 H-110 T | Key West III LP |  | Private | 39.1029 | -77.1938 | Building | 54.25 | 0 | Shea Beltran | 2018-05-02 | 2018-08-15 | Withdrawn | Medical Center Drive |  | https://montgomerycountytfcg.s3.amazonaws.com/Applications/MC2018050347.pdf
2018050342 | AT&T Wireless | Replace three 55"-high panel antennas and six RRHs at 130' on a 138' monopole. | Minor Modification | MDOT-Rockville | 73 |  | I-270 & Montrose Rd | Rockville | R-90 | MDOT / State Hwy Admin. | State | Public | 39.0579 | -77.1537 | Monopole | 140 | -1 | Carrie Fazzolari | 2018-05-01 | 2018-06-06 | Recommended | Fortune Park |  | https://s3.amazonaws.com/montgomerycountytfcg/Applications/MC2018050342+Application.pdf
2018050344 | AT&T Wireless | Replace six 73"-high panel antennas, three at 86’ and three at 88’ on an 81’ apartment building. | Minor Modification | Londonderry Apts | 17 | 17060 | King James Way | Gaithersburg | R-20 | Londonderry Afforadable LLC |  | Private | 39.1361 | -77.2069 | Building | 81 | 0 | Carrie Fazzolari | 2018-05-01 | 2018-06-06 | Recommended | Londonderry Tower |  | https://s3.amazonaws.com/montgomerycountytfcg/Applications/MC2018050344+Application.pdf
2018050340 | Verizon Wireless | Construct a new 145' monopole and compound. Install (6) antennas and (9) RRHs at 143’. Equipment cabinets to be installed in the compound. | New | Derwood Monopole | 633 | 15948 | Derwood Rd | Derwood | IM-2.5 H-50 | CSX Corporation, Inc |  | Private | 39.1161 | -77.1611 | Monopole | 145 | 0 | Justin Blanset | 2018-05-01 | 2018-07-11 | Recommended | Indianola |  | https://s3.amazonaws.com/montgomerycountytfcg/Applications/MC2018050340+Application.pdf
2018050345 | AT&T Wireless | Remove nine and attach six 73"-high panel antennas at 125’ on a 127’ transmission tower. | Minor Modification | Pepco 628-S | 164.1 | 0 | Dufief Mill Rd | Gaithersburg | R-200 | Pepco | Pepco | Private | 39.0833 | -77.248 | Tower | 129 | 0 | Carrie Fazzolari | 2018-05-01 | 2018-06-06 | Recommended | Muddy Branch |  | https://s3.amazonaws.com/montgomerycountytfcg/Applications/MC2018050345+Application.pdf
2018050346 | AT&T Wireless | Replace six 56"-high panel antennas at 146’ on a 151’ transmission tower. | Minor Modification | Pepco 662-N | 488 |  | Potomac Crest Drive/Deborah Dr | Potomac | R-90 | Pepco | Pepco | Private | 39.0371 | -77.1603 | Tower | 102 | 0 | Carrie Fazzolari | 2018-05-01 | 2018-06-06 | Recommended | MD3639 SEVNLCKS |  | https://s3.amazonaws.com/montgomerycountytfcg/Applications/MC2018050346+Application.pdf
2018040339 | Verizon Wireless | Remove and replace six RRHs at 60’ on an existing 45’ church (stealth steeple height is 110’). | Minor Modification | Hughes Methodist Church | 228 | 10700 | Georgia Ave | Silver Spring | R-60 | Hughes United Methodist Church | Church | Private | 39.0303 | -77.0481 | Building | 30 | 0 | Shea Beltran | 2018-04-30 | 2018-08-01 | Recommended | Dennis |  | https://s3.amazonaws.com/montgomerycountytfcg/Applications/MC2018040339+Application.pdf
2018040338 | Verizon Wireless | Attach three 72"-high panel antennas; one at 170; and two at 172. Remove three and attach six RRHs at 172'. All on a 163’ apartment building. | Minor Modification | Chateau Apartments | 53.02 | 9737 | Mt. Pisgah Rd | Silver Spring | R-H | Hillzo LP |  | Private | 39.0172 | -76.9732 | Building | 162 | 0 | Leigh Dukatt | 2018-04-24 | 2018-06-06 | Recommended | Chateau |  | https://s3.amazonaws.com/montgomerycountytfcg/Applications/MC2018040338+Application.pdf
2018040334 | T-Mobile | Replace three 96"-high panel antennas at 210’ on a 204’ apartment building. | Minor Modification | White Oak Towers Apts | 32 | 11700 | Old Columbia Pike | Silver Spring | R-10 | Old Columbia Pike Ltd. |  | Private | 39.0494 | -76.9805 | Building | 189 | 0 | Elizabeth Dietrich | 2018-04-12 | 2018-06-06 | Recommended | 7WAN354A |  | https://s3.amazonaws.com/montgomerycountytfcg/Applications/MC2018040334+Application.pdf
2018040335 | T-Mobile | Replace three 96"-high panel antennas at 118’ on a 120’ monopole. | Minor Modification | Watkins Mill High School | 386 | 10301 | Apple Ridge Rd | Gaithersburg | R-200 | Board of Education | School | Public | 39.1846 | -77.2137 | Monopole | 118 | 0 | Elizabeth Dietrich | 2018-04-12 | 2018-06-06 | Recommended | 7WAN513B |  | https://s3.amazonaws.com/montgomerycountytfcg/Applications/MC2018040335+Application.pdf
2018040336 | T-Mobile | Replace three 96"-high panel antennas at 167’ on a 159’ office building. | Minor Modification | Chevy Chase Building | 18 | 5530 | Wisconsin Ave | Chevy Chase | CR-3.0 C-2.0 R-2.75 H-90 T | Friendship Propertie |  | Private | 38.9648 | -77.0883 | Building | 160 | 0 | Elizabeth Dietrich | 2018-04-12 | 2018-06-06 | Recommended | 7WDC027A |  | https://s3.amazonaws.com/montgomerycountytfcg/Applications/MC2018040336+Application.pdf
2018040333 | T-Mobile | Replace three 96"-high panel antennas at 130’ on a 127’ monopole. | Minor Modification | JFK High School | 288 | 1901 | Randolph Rd | Silver Spring | R-90 | Board of Education | School | Public | 39.0676 | -77.0397 | Monopole | 135 | 0 | Elizabeth Dietrich | 2018-04-11 | 2018-06-06 | Recommended | 7WAN290A |  | https://s3.amazonaws.com/montgomerycountytfcg/Applications/MC2018040333+Application.pdf
2018040324 | T-Mobile | Replace three 96"-high panel antennas at 105' on a 135' water tank. | Minor Modification | Cabin John Water Tank | 132 | 6711 | Tomlinson Terr | Cabin John | R-200 | WSSC | WSSC | Public | 38.9782 | -77.1597 | Water Tank | 133.5 | 0 | Elizabeth Dietrich | 2018-04-11 | 2018-06-06 | Recommended | 7WAN016A |  | https://s3.amazonaws.com/montgomerycountytfcg/Applications/MC2018040324+Application.pdf
2018040325 | T-Mobile | Replace three 96"-high antennas at 118' on a 118' office building. | Minor Modification | NOAA | 283 | 6100 | Executive Blvd | Rockville | CR-1.5 C-1.5 R-1.0 H-100 | 6100 Executive, LLC |  | Private | 39.0478 | -77.1239 | Building | 100 | 0 | Elizabeth Dietrich | 2018-04-11 | 2018-06-06 | Recommended |  |  | https://s3.amazonaws.com/montgomerycountytfcg/Applications/MC2018040325+Application.pdf
2018040326 | T-Mobile | Replace three 96"-high panel antennas at 141' on a 215 water tank. | Minor Modification | Colesville Tank | 138 | 2201 | Industrial Pkwy | Silver Spring | CR-1.0 C-1.0 R-0.5 H-220 | WSSC | WSSC | Public | 39.0495 | -76.9633 | Water Tank | 216 | 0 | Elizabeth Dietrich | 2018-04-11 | 2018-06-06 | Recommended | 7WAN113A |  | https://s3.amazonaws.com/montgomerycountytfcg/Applications/MC2018040326+Application.pdf
2018040328 | T-Mobile | Replace three 96"-high panel antennas at 179’ on a 171’ apartment building. | Minor Modification | Promenade | 47 | 5225 | Pooks Hill Rd | Bethesda | R-H | Promenade Towers MH Corp |  | Private | 39.0174 | -77.1068 | Building | 193 | 0 | Elizabeth Dietrich | 2018-04-11 | 2018-06-06 | Recommended | 7WAN125E |  | https://s3.amazonaws.com/montgomerycountytfcg/Applications/MC2018040328+Application.pdf
2018040329 | T-Mobile | Replace three 96"-high panel antennas at 102’ on a 100’ monopole. | Minor Modification | Wheaton High School | 299 | 12501 | Dalewood Rd | Silver Spring | R-60 | MCPS | School | Public | 39.0595 | -77.0665 | Monopole | 100 | 0 | Elizabeth Dietrich | 2018-04-11 | 2018-06-06 | Recommended | 7WAN235A |  | https://s3.amazonaws.com/montgomerycountytfcg/Applications/MC2018040329+Application.pdf
2018040330 | T-Mobile | Replace three 96"-high panel antennas at 127’ on a 130’ monopole. | Minor Modification | Albert Einstein High School | 298 | 11135 | Newport Mill Rd | Silver Spring | R-60 | MCPS | School | Public | 39.0401 | -77.0646 | Monopole | 130 | 0 | Elizabeth Dietrich | 2018-04-11 | 2018-06-06 | Recommended | 7WAN270A |  | https://s3.amazonaws.com/montgomerycountytfcg/Applications/MC2018040330+Application.pdf
2018040331 | T-Mobile | Replace three 96"-high panel antennas at 57’ on a 45’ apartment building. | Minor Modification | Hampshire West Apts | 303 | 1412(AKA 1432) | Hampshire West Ct | Silver Spring | R-20 | Hampshire West LLC |  | Private | 39.0082 | -76.9832 | Building | 45 | 0 | Elizabeth Dietrich | 2018-04-11 | 2018-06-06 | Recommended | 7WAN271B |  | https://s3.amazonaws.com/montgomerycountytfcg/Applications/MC2018040331+Application.pdf
2018040332 | T-Mobile | Replace three 96"-high panel antennas at 150’ on a 150’ monopole. | Minor Modification | Milestone | 148 | 1 | Milestone Center Ct | Germantown | CR-2.0 C-1.75 R-0.5 H-125 T | WMMH Building LLC |  | Public | 39.2004 | -77.2591 | Monopole | 150 | 0 | Elizabeth Dietrich | 2018-04-11 | 2018-06-06 | Recommended | 7WAN284A |  | https://s3.amazonaws.com/montgomerycountytfcg/Applications/MC2018040332+Application.pdf
2018040322 | Verizon Wireless | Verizon is replacing six RRHs at 108’ on a 120’ monopole. | Minor Modification | Watkins Mill High School | 386 | 10301 | Apple Ridge Rd | Gaithersburg | R-200 | Board of Education | School | Public | 39.1846 | -77.2137 | Monopole | 118 | 0 | Leigh Dukatt | 2018-04-09 | 2018-05-02 | Recommended | Apple Ridge |  | https://s3.amazonaws.com/montgomerycountytfcg/Applications/MC2018040322+Application.pdf
2018040317 | Sprint/Nextel | install 3 antennas and 6 RRHs | Minor Modification | Rock Creek Terrace Apts | 8 | 12630 | Veirs Mill Rd | Rockville | R-10 | Rock Creek Terrace LP |  | Private | 39.0631 | -77.0964 | Building | 153 | 0 | Delisa Coleman | 2018-04-03 |  | Withdrawn | DC03XC079 |  | https://montgomerycountytfcg.s3.amazonaws.com/Applications/MC2018040317.pdf
2018040318 | Sprint/Nextel | Sprint is adding three panels and six RRHs at 130’ on a 133’ apartment building. | Minor Modification | Renaissance Plaza Apts. | 16 | 14000 | Castle Blvd | Silver Spring | R-20 | Renaissance Plaza Condo |  | Private | 39.0858 | -76.9419 | Building | 100 | 0 | Delisa Coleman | 2018-04-03 |  | Withdrawn | DC03XC102 |  | https://montgomerycountytfcg.s3.amazonaws.com/Applications/MC2018040318.pdf
2018040319 | Sigfox | Attach one 28"-high omni antenna at 364’ on a 744’ tower. | Colocation | Pinnacle Towers | 21 | 5202 | River Rd | Bethesda | IM-2.5 H-50 | Pinnacle Towers Inc |  | Private | 38.9639 | -77.1047 | Tower | 744.5 | 0 | Shannon Campbell | 2018-04-03 | 2018-06-06 | Recommended | MD8677 |  | https://s3.amazonaws.com/montgomerycountytfcg/Applications/MC2018040319+Application.pdf
2018040321 | T-Mobile | T-Mobile is replacing three panels at 55’ on a 49’ office building. | Minor Modification | Wildwood Medical Center | 367 | 10401 | Old Georgetown Rd | Bethesda | CRT-1.25 | Wildwood Medical Center |  | Private | 39.0265 | -77.1251 | Building | 50 | 0 | Elizabeth Dietrich | 2018-04-03 | 2018-05-02 | Recommended | 7WAN106B |  | https://s3.amazonaws.com/montgomerycountytfcg/Applications/MC2018040321+Application.pdf
2018040315 | Verizon Wireless | Swap (1) existing antenna for (1) new antenna and swap (1) existing RRH for (1) new RRH on existing rooftop. Small Cell. | Minor Modification | Wayne Avenue Garage | 510 | 921 | Wayne Ave | Silver Spring | CR-3.0, C-2.0, R-2.75 | Montgomery County |  | Public | 38.9953 | -77.0251 | Building | 21 | 0 | Leigh Dukatt | 2018-04-02 | 2018-05-02 | Recommended | CVS 3517 |  | https://s3.amazonaws.com/montgomerycountytfcg/Applications/MC2018040315+Application.pdf
2018030312 | T-Mobile | Install (8) antennas and (4) RRHs at 47’/44’ on an existing 36’ commerical building. Equipment cabinets to be install on the rooftop. A stealth screen will surround the installation. | Colocation | Educational Systems FCU | 457 | 15901 | Frederick Rd | Rockville | CR-2.0, C-1.0, R-1.5, H-120 | Educational Systems FCU |  | Private | 39.1162 | -77.1665 | Building | 37 | 0 | Wesley Winner | 2018-03-24 | 2018-07-11 | Recommended | WAN621 |  | https://s3.amazonaws.com/montgomerycountytfcg/Applications/MC2018030312+Application.pdf
2018030311 | Verizon Wireless | Verizon is replacing one panel at 42’ on a 30’ shopping center building. | Minor Modification | Clopper Mill Village Center | 485 | 18066 | Mateny Rd | Darnestown | PD-4 | Cloppers Mill Village Ctr LLC |  | Private | 39.1482 | -77.2729 | Building | 30 | 0 | Shea Beltran | 2018-03-23 | 2018-05-02 | Recommended | Stop & Shop |  | https://s3.amazonaws.com/montgomerycountytfcg/Applications/MC2018030311+Application.pdf
2018030309 | Sprint/Nextel | Sprint is adding three panels and six RRHs at 181’ on a 173’ apartment building. | Minor Modification | Berkshire Towers | 42.01 | 11235 | Oak Leaf Dr | Silver Spring | R-10 | Enclave Holdings LLC Nonconnah Holdings LLC |  | Private | 39.0413 | -76.9934 | Building | 165 | 0 | Delisa Coleman | 2018-03-16 | 2018-04-04 | Recommended | The Point Apartments |  | https://s3.amazonaws.com/montgomerycountytfcg/Applications/MC2018030309+Application.pdf
2018030310 | AT&T Wireless | Install (6) antennas an (12) RRH’s at 61’ on an existing 54’ office building. Equipment cabinets to be installed at ground level. | Colocation | Phillips Office Building | 279 | 9420 | Key West Ave | Rockville | LSC-1.0 H-110 T | Key West III LP |  | Private | 39.1029 | -77.1938 | Building | 54.25 | 0 | Ryan Foltz | 2018-03-16 | 2018-07-11 | Recommended | Lousancti |  | https://s3.amazonaws.com/montgomerycountytfcg/Applications/MC2018030310+Application.pdf
2018030307 | T-Mobile | T-Mobile is replacing three panels at 80’ on a 120’ monopole. | Minor Modification | Airpark Industrial Center | 83 | 7707 | Airpark Rd | Gaithersburg | IL-1.0 H-50 | Crown Atlantic Co LLC |  | Private | 39.1715 | -77.1578 | Monopole | 120 | 0 | Steven Fanshaw | 2018-03-15 | 2018-04-04 | Recommended | 7WAN070F |  | https://s3.amazonaws.com/montgomerycountytfcg/Applications/MC2018030307+Application.pdf
2018030308 | AT&T Wireless | Remove three antennas and six RRHs; install three antennas and nine RRHs at 181' on a existing 180' monopole. | Minor Modification | Wheaton Park Maint. Yard | 65 | 12012 | Alpert Ln | Silver Spring | R-90 | M-NCPPC | AT&T | Public | 39.0532 | -77.0286 | Monopole | 180 | 0 | T.R. Thompson | 2018-03-14 | 2018-08-01 | Recommended | Wheaton Ice Rink |  | https://s3.amazonaws.com/montgomerycountytfcg/Applications/MC2018030308+Application.pdf
2018020267 | Verizon Wireless | Verizon is replacing 12 panels and removing three, and adding six, RRHs at 39’ on a 45’ storage building. | Minor Modification | EZ Storage - Takoma Park | 388 | 1352 | Holton Ln | Adelphi | CRT-2.5 C-2.5 R-1.5 H-80 | Takoma Park Land LLLP |  | Private | 38.9858 | -76.9853 | Building | 33.3 | 0 | Shari Saslaw | 2018-03-08 | 2018-04-04 | Recommended | Langley Park |  | https://s3.amazonaws.com/montgomerycountytfcg/Applications/MC2018020267+Application.pdf
2018030291 | AT&T Wireless | Replace three 96"-high panel antennas, one at 102' and two at 104' . Replace six RRHs at 102' and add six new RRHs at 104'. All on a 121' water tank. | Minor Modification | Olney Water Tank | 25 | 17710 | Buehler Rd | Olney | RT-12.5 | WSSC | WSSC | Public | 39.1478 | -77.0644 | Water Tank | 118 | 0 | T.R. Thompson | 2018-03-07 | 2018-06-06 | Recommended | Spartan |  | https://s3.amazonaws.com/montgomerycountytfcg/Applications/MC2018030291+Application.pdf
2018030292 | AT&T Wireless | Remove six and replace three 72"-high panel antennas. Replace six RRHs. All at 140' on a 150' Monopole. | Minor Modification | Sherwood High School | 157 | 300 | Olney-Sandy Spring Rd | Sandy Spring | RNC | Board of Education | School | Public | 39.1485 | -77.0172 | Monopole | 150 | 0 | T.R. Thompson | 2018-03-07 | 2018-06-06 | Recommended | Sherwood High School |  | https://s3.amazonaws.com/montgomerycountytfcg/Applications/MC2018030292+Application.pdf
2018030293 | AT&T Wireless | Remove/replace (3) antennas and (6) RRHs at 49' on a 55' existing apartment building. | Minor Modification | Village Square Apts | 43.01 | 11927 | Veirs Mill Rd | Silver Spring | R-30 | Kay Management/Louis Grossberg et. al. |  | Private | 39.0525 | -77.0753 | Building | 42 | 0 | T.R. Thompson | 2018-03-07 | 2018-07-11 | Recommended | Village Square |  | https://s3.amazonaws.com/montgomerycountytfcg/Applications/MC2018030293+Application.pdf
2018030294 | AT&T Wireless | Remove six and replace three 72"-high panel antennas. Replace six RRHs Alll at 80' on an 81' office building. | Minor Modification | Potomac Water Filt. Plant | 91 | 12200 | River Rd | Rockville | RE-2 | WSSC | WSSC | Public | 39.0405 | -77.2537 | Building | 81.3 | 0 | T.R. Thompson | 2018-03-07 | 2018-06-06 | Recommended | Travilah |  | https://s3.amazonaws.com/montgomerycountytfcg/Applications/MC2018030294+Application.pdf
2018030295 | AT&T Wireless | Remove (3) antennas and (9) RRHs; Install (3) antenna and (6) RRHs at 120' on an existing 150' monopole. | Minor Modification | Bethesda Country Club | 51.01 | 7601 | Bradley Blvd | Bethesda | R-200 | Bethesda Country Club |  | Private | 39.0153 | -77.1501 | Monopole | 150 | 0 | T.R. Thompson | 2018-03-07 | 2018-07-11 | Recommended | Montgomery Mall |  | https://s3.amazonaws.com/montgomerycountytfcg/Applications/MC2018030295+Application.pdf
2018030296 | AT&T Wireless | Replace three 72"-high panel antennas. Remove three and add nine RRHs. All at 150' on a 224' tower. | Minor Modification | Izaak Walton League | 6 | 18301 | Waring Station Rd | Germantown | R-200 | Izaak Walton League |  | Private | 39.1551 | -77.2535 | Tower | 224 | 0 | T.R. Thompson | 2018-03-07 | 2018-06-06 | Recommended | Clopper Road |  | https://s3.amazonaws.com/montgomerycountytfcg/Applications/MC2018030296+Application.pdf
2018030297 | AT&T Wireless | Replace three 72"high panel antennas and six RRhs at 53' on a 41' building. | Minor Modification | Semmes Building | 35 | 10220 | River Rd | Rocville | NR-0.75 | Semmes Buildng LLC |  | Private | 39.0182 | -77.2097 | Building | 42.5 | 0 | T.R. Thompson | 2018-03-07 | 2018-06-06 | Recommended | River Road |  | https://s3.amazonaws.com/montgomerycountytfcg/Applications/MC2018030297+Application.pdf
2018030298 | AT&T Wireless | Replace three 72"-high panel antennas and replace six RRHs at 113' on a 135' water tank. | Minor Modification | Cabin John Water Tank | 132 | 6711 | Tomlinson Terr | Cabin John | R-200 | WSSC | WSSC | Public | 38.9782 | -77.1597 | Water Tank | 133.5 | 0 | T.R. Thompson | 2018-03-07 | 2018-06-06 | Recommended | Cabin John |  | https://s3.amazonaws.com/montgomerycountytfcg/Applications/MC2018030298+Application.pdf
2018030299 | AT&T Wireless | Replace three 96"-high panel antennas, replace three RRHs and add six new RRHs at 156' on a 193' tower. | Minor Modification | Ferguson Farm | 63 | 14825 | Comus Rd | Boyds | AR | John W. Ferguson |  | Private | 39.2448 | -77.3004 | Tower | 193 | 0 | T.R. Thompson | 2018-03-07 | 2018-06-06 | Recommended | Brink |  | https://s3.amazonaws.com/montgomerycountytfcg/Applications/MC2018030299+Application.pdf
2018030300 | AT&T Wireless | Remove six and add three 55"-high panel antennas. Replace six RRHs. All at 102' on a 110' water tank. | Minor Modification | Bradley Water Tank 2 | 72.02 | 5603 | Radnor Rd | Bethesda | R-90 | WSSC | WSSC | Public | 38.9801 | -77.1136 | Water Tank | 106 | 0 | T.R. Thompson | 2018-03-07 | 2018-06-06 | Recommended | Kenwood Water Tank |  | https://s3.amazonaws.com/montgomerycountytfcg/Applications/MC2018030300+Application.pdf
2018030301 | AT&T Wireless | Attach three 96"-high panel antennas and replace six RRHs at at 110' on a 141' existing monopole. | Minor Modification | Seneca Ayr Farm | 68 | 13100 | Old Baltimore Rd West | Boyds | IL-1.0 H-50 | Linthicum Properties Management LLC | Crown Castle | Private | 39.2124 | -77.2755 | Monopole | 140 | 0 | T.R. Thompson | 2018-03-07 | 2018-06-06 | Recommended | Vaden Ter |  | https://s3.amazonaws.com/montgomerycountytfcg/Applications/MC2018030301+Application.pdf
2018030303 | AT&T Wireless | Remove/replace (3) antennas and (6) remote radio heads at 209’ on a 194’ exisiting apartment building. | Minor Modification | Promenade | 47 | 5225 | Pooks Hill Rd | Bethesda | R-H | Promenade Towers MH Corp |  | Private | 39.0174 | -77.1068 | Building | 193 | 0 | Carrie Fazzolari | 2018-03-07 | 2018-07-11 | Recommended | Promenade |  | https://s3.amazonaws.com/montgomerycountytfcg/Applications/MC2018030303+Application.pdf
2018030304 | AT&T Wireless | Replace three 55"-high panel antennas and six RRHs at 68' on a 65' tower. | Minor Modification | CSX Tower | 54 | 2701 | Forest Glen Rd | Kensington | R-60 | United States of America |  | Private | 39.0146 | -77.0553 | Tower | 69 | 0 | Carrie Fazzolari | 2018-03-07 | 2018-06-06 | Recommended | Washington Temple |  | https://s3.amazonaws.com/montgomerycountytfcg/Applications/MC2018030304+Application.pdf
2018020277 | AT&T Wireless | AT&T is attaching one omni antenna and three RRHs at 35’ and 10’, respectively, on a 33’ wooden pole. | Colocation | Pepco 771420-360600 | 629 | 7900 | Old Georgetown Rd | Bethesda | CRT-1.5 C-1.5 R-0.5 H-35 | Montgomery County | Pepco | Private | 38.9883 | -77.1005 | Utility Pole | 33.5 | -1 | Evan Paner | 2018-03-06 | 2021-01-14 | Withdrawn | CRAN_RWSH_DCDTN_019 |  | https://montgomerycountytfcg.s3.amazonaws.com/Applications/MC2018020277.pdf
2018030288 | AT&T Wireless | AT&T is attaching one omni antenna and three RRHs at 32’ and 10’, respectively, on a 30’ wooden pole. | Colocation | Pepco 72420-110110 | 630 | 4960 | Fairmont Ave | Bethesda | CR-5.0 C-5.0 R-4.75 H-175 | Montgomery County | Pepco | Private | 38.987 | -77.0979 | Utility Pole | 30 | -1 | Evan Paner | 2018-03-06 |  | Withdrawn | CRAN_RWSH_DCDTN_020 |  | https://montgomerycountytfcg.s3.amazonaws.com/Applications/MC2018030288.pdf
2018030289 | AT&T Wireless | Jacobs will install one 24" Omni-Directional antenna (Commscopte VVSSP-360S-F) on a side-mount of an existing wood utility pole. | Colocation | Pepco 745461-5468 | 631 | 9601 | Blackwell Rd | Rockville | LSC-1.0 H-110 T | Montgomery County | Pepco | Private | 39.101 | -77.1916 | Utility Pole | 48 | -1 | Evan Paner | 2018-03-06 |  | Withdrawn | CRAN_RWSH_MONTG_018 |  | https://montgomerycountytfcg.s3.amazonaws.com/Applications/MC2018030289.pdf
2018030290 | AT&T Wireless | AT&T is attaching one omni antenna and three RRHs at 32’ and 10’, respectively, on a 40’ wooden pole. | Colocation | Pepco 785437-900640 | 632 | 10901 | Georgia Ave | Silver Spring | CR-3.0 C-2.5 R-2.5 H75 | Montgomery County | Pepco | Private | 39.035 | -77.0492 | Utility Pole | 42 | -1 | Evan Paner | 2018-03-06 |  | Withdrawn | CRAN_RWSH_MONTG_034 |  | https://montgomerycountytfcg.s3.amazonaws.com/Applications/MC2018030290.pdf
2018030286 | Verizon Wireless | Verizon is removing 12, and adding six, panels and replacing six RRHs at 58’ on a 53’ office building. | Minor Modification | White Flint Professional Building | 492 | 11119 | Rockville Pike | Kensington | EOF-3.0 H-100 | Rockville Pike Partnership |  | Private | 39.0393 | -77.1085 | Building | 50 | 0 | Leigh Dukatt | 2018-03-01 | 2018-04-04 | Recommended | Addie |  | https://s3.amazonaws.com/montgomerycountytfcg/Applications/MC2018030286+Application.pdf
2018020278 | AT&T Wireless | AT&T is replacing three panels and removing six, and adding 12, RRHs at 120’ on a 150’ monopole. | Minor Modification | Colesville Monopole | 76 | 49 | Randolph Rd | Colesville | NR-0.75 H-45 | A.I. GLENVIEW LLC M & ML PATRIOT LLC ETAL |  | Private | 39.0764 | -77.0028 | Monopole | 150 | 0 | T.R. Thompson | 2018-02-28 | 2018-04-04 | Recommended | Fairknoll |  | https://s3.amazonaws.com/montgomerycountytfcg/Applications/MC2018020278+Application.pdf
2018020279 | AT&T Wireless | remove and replace 3 antennas | Minor Modification | Verizon Building | 36 | 13100 | Columbia Pike | Silver Spring | EOF-0.75 H-100 T | Chesapeake and Potomac Tele Co MD |  | Private | 39.0713 | -76.9589 | Building | 68 | 0 | T.R. Thompson | 2018-02-28 | 2018-04-04 | Recommended | Fairland |  | https://s3.amazonaws.com/montgomerycountytfcg/Applications/MC2018020279+Application.pdf
2018020280 | AT&T Wireless | Install (1) new filter | Minor Modification | Summit Hills Apartments | 58 | 8484 | 16th St | Silver Spring | CR-2.5 C-0.25 R-2.5 H-145 | Summit Hills LLC |  | Private | 38.9951 | -77.037 | Building | 98.8 | 0 | T.R. Thompson | 2018-02-28 | 2018-04-04 | Recommended | Falkland |  | https://s3.amazonaws.com/montgomerycountytfcg/Applications/MC2018020280+Application.pdf
2018020281 | AT&T Wireless | Remove six and replace three 55"-high panel antennas and six RRHs at 122’ on a 130’ monopole. | Minor Modification | Bullis Prep School | 22 | 10601 | Falls Rd | Potomac | RE-2 | The Bullis School Inc. | School | Private | 39.0296 | -77.1945 | Monopole | 130 | 0 | T.R. Thompson | 2018-02-28 | 2018-06-06 | Recommended | Nantucket Pl |  | https://s3.amazonaws.com/montgomerycountytfcg/Applications/MC2018020281+Application.pdf
2018020282 | AT&T Wireless | remove 6 and add 3 antennas | Minor Modification | Miller Company Bldg | 309 | 4701 | Sangamore Rd | Bethesda | NR-0.75 H-45 | WC & AN Miller Development Co |  | Private | 38.9498 | -77.1194 | Building | 51.5 | 0 | T.R. Thompson | 2018-02-28 | 2018-05-02 | Recommended | Pioneer |  | https://s3.amazonaws.com/montgomerycountytfcg/Applications/MC2018020282+Application.pdf
2018020283 | AT&T Wireless | Replace three 55"-high panel antennas and six RRHs at 98’ on a 73’ apartment building | Minor Modification | Wayne Manchester Towers | 229.1 | 75 | Wayne Ave E | Silver Spring | R-10 | Wayne Manchester Limited Partnership |  | Private | 39.0001 | -77.0082 | Building | 72 | 0 | T.R. Thompson | 2018-02-28 | 2018-06-06 | Recommended | Plymouth |  | https://s3.amazonaws.com/montgomerycountytfcg/Applications/MC2018020283+Application.pdf
2018020284 | AT&T Wireless | Replace six 96"-high panel antennas, remove six and add twelve RRHs at 151’ on a 150’ monopole. | Minor Modification | Sarem Farm | 50 | 15901 | Columbia Pike | Burtonsville | RC | Jennifer Sarem |  | Private | 39.118 | -76.9292 | Monopole | 150 | 0 | T.R. Thompson | 2018-02-28 | 2018-06-06 | Recommended | Sarem Farm |  | https://s3.amazonaws.com/montgomerycountytfcg/Applications/MC2018020284+Application.pdf
2018020285 | AT&T Wireless | Replace six 96" panel antennas and six RRHs at 171’ on a 744’ tower. | Minor Modification | Pinnacle Towers | 21 | 5202 | River Rd | Bethesda | IM-2.5 H-50 | Pinnacle Towers Inc |  | Private | 38.9639 | -77.1047 | Tower | 744.5 | 0 | T.R. Thompson | 2018-02-28 | 2018-06-06 | Recommended | Bethesda |  | https://s3.amazonaws.com/montgomerycountytfcg/Applications/MC2018020285+Application.pdf
2018020271 | AT&T Wireless | Remove 9 antennas and install 6 antennas and 2 rrhs | Minor Modification | Pepco 171-N | 188 | 1800 | Ednor Rd | Silver Spring | R-C | Pepco | Pepco | Private | 39.14 | -76.9753 | Tower | 134 | 0 | Carrie Fazzolari | 2018-02-25 | 2018-05-02 | Recommended | Ednor |  | https://s3.amazonaws.com/montgomerycountytfcg/Applications/MC2018020271+Application.pdf
2018020272 | AT&T Wireless | AT&T is removing nine, and adding six, panels 112’ on a 115’ PEPCO transmission pole. | Minor Modification | Pepco 627S | 187 | 14201 | Quince Orchard Rd | Gaithersburg | R-200 | Pepco | Pepco | Private | 39.0859 | -77.249 | Tower | 132 | 0 | Carrie Fazzolari | 2018-02-25 | 2018-05-02 | Recommended | Piney Meeting House |  | https://s3.amazonaws.com/montgomerycountytfcg/Applications/MC2018020272+Application.pdf
2018020273 | AT&T Wireless | AT&T is removing nine, and adding six, panels 118’ on a 122’ PEPCO transmission pole. | Minor Modification | Pepco 645-S | 358 | 10001 | Betteker Ln | Potomac | RE-1 | Pepco | Pepco | Private | 39.0592 | -77.205 | Tower | 122 | 0 | Carrie Fazzolari | 2018-02-25 | 2018-05-02 | Recommended | Watts Branch |  | https://s3.amazonaws.com/montgomerycountytfcg/Applications/MC2018020273+Application.pdf
2018020274 | AT&T Wireless | Remove (9) antennas; install/relocate (6) antennas at 144’ on an existing 147’ transmission tower. Add (12) RRH’s to exisiting equipment compound. | Minor Modification | Pepco 652-S | 74 | 12200 | Falls Rd | Rockville | R-200 | Pepco | Pepco | Private | 39.0548 | -77.1813 | Tower | 148 | 0 | Carrie Fazzolari | 2018-02-25 | 2018-07-11 | Recommended | Mistwood |  | https://s3.amazonaws.com/montgomerycountytfcg/Applications/MC2018020274+Application.pdf
2018020266 | AT&T Wireless | AT&T is replacing three panels and six RRHs at 115’ on a 113’ apartment building. | Minor Modification | Takoma Tower | 27 | 7051 | Carroll Ave | Takoma Park | NR-0.75 H-50 | Takoma Tower LP | County | Public | 38.9747 | -77.0105 | Building | 109.1 | 0 | Carrie Fazzolari | 2018-02-23 | 2018-05-02 | Recommended | Tulip Ave |  | https://s3.amazonaws.com/montgomerycountytfcg/Applications/MC2018020266+Application.pdf
2018020269 | AT&T Wireless | AT&T is removing and replacing (3) antennas and (3) remote radio heads , and adding (6) remote radio heads (total of 9) on existing 133' rooftop at RAD centers of 140' and 142' | Minor Modification | Chateau Apartments | 53.01 | 9727 | Mt. Pisgah Rd | Silver Spring | R-H | Hillzo LP |  | Private | 39.0168 | -76.9745 | Building | 159 | 0 | Carrie Fazzolari | 2018-02-23 | 2018-05-02 | Recommended | Gill |  | https://s3.amazonaws.com/montgomerycountytfcg/Applications/MC2018020269+Application.pdf
2018020270 | AT&T Wireless | Replace three 55"-high panel antennas 96’ on an 84’ office building. | Minor Modification | Choice International | 29 | 10750 | Columbia Pike | Silver Spring | CRT-2.25 C-1.5 R-0.75 H-45 | VREC III LO COLESVILLE MEDICAL MOB LLC |  | Private | 39.0324 | -77.0045 | Building | 85 | 0 | Carrie Fazzolari | 2018-02-23 | 2018-06-06 | Recommended | Choice Intl |  | https://s3.amazonaws.com/montgomerycountytfcg/Applications/MC2018020270+Application.pdf
2018020256 | AT&T Wireless | Remove three RRHs. Add three antennas and add nine RRHs at 138’ on an existing 150’ monopole. Helical pliers anchored by guy wires will be temporarily installed to the existing monopole in order to allow for the reinforcement the structure foundatio | Minor Modification | Bethesda VFD 26 | 114 | 6700 | Democracy Blvd | Bethesda | R-90 | Bethesda Vol. Fire Dept. |  | Private | 39.021 | -77.1378 | Monopole | 150 | 0 | T.R. Thompson | 2018-02-22 | 2020-05-06 | Recommended | Democracy |  | https://montgomerycountytfcg.s3.amazonaws.com/Applications/MC2018020256Application%26Report.pdf
2018020257 | AT&T Wireless | AT&T is replacing three panels and removing six, and adding 12, RRHs at 141’ on a 150’ monopole. | Minor Modification | Fire Station 33 | 37 | 11430 | Falls Rd | Potomac | R-200 | Rockville Volunteer Fire Dept. | Fire | Private | 39.0437 | -77.1939 | Monopole | 150 | 0 | T.R. Thompson | 2018-02-22 | 2018-04-04 | Recommended | Potomac |  | https://s3.amazonaws.com/montgomerycountytfcg/Applications/MC2018020257+Application.pdf
2018020259 | Verizon Wireless | Verizon is replacing one antenna at 45’ on a [43’] light pole. | Minor Modification | Aspen Hill - Small cell 3 | 480.03 | 13601 | Connecticut Ave | Silver Spring | NR-0.75 | Aspen Hill Ventures, LLC |  | Private | 39.0793 | -77.0798 | Light Pole | 38 | 0 | Shea Beltran | 2018-02-22 | 2018-04-04 | Recommended | Aspen Hill Small Cell 3 |  | https://s3.amazonaws.com/montgomerycountytfcg/Applications/MC2018020259+Application.pdf
2018020261 | AT&T Wireless | AT&T is replacing three panels, and removing three, and adding 12, RRHs at 68’ on a 99’ church steeple. | Minor Modification | Westmoreland Church | 61 | 1 | Westmoreland Cir | Bethesda | R-60 | Westmoreland Cong. Church | Church | Private | 38.9494 | -77.1017 | Building | 35 | 0 | T.R. Thompson | 2018-02-22 | 2018-04-04 | Recommended | Westmoreland Cong Church |  | https://s3.amazonaws.com/montgomerycountytfcg/Applications/MC2018020261+Application.pdf
2018020262 | AT&T Wireless | Remove and replace 3 antennas | Minor Modification | Goldsboro Rd Site | 129 | 6400 | Goldsboro Rd | Bethesda | CRT-0.75 C-0.75 R-0.25 H-35 | 6400 Goldsboro LLC |  | Private | 38.9701 | -77.1296 | Building | 55.8 | 0 | T.R. Thompson | 2018-02-22 | 2018-04-04 | Recommended | Glen Echo |  | https://s3.amazonaws.com/montgomerycountytfcg/Applications/MC2018020262+Application.pdf
2018020263 | AT&T Wireless | AT&T is replacing three panels and removing three, and adding six, RRHs at 151’ on a 171’ monopole. | Minor Modification | Aspen Monopole | 104 | 15710 | New Hampshire Ave | Silver Spring | RE-2 | Michael A. Grodin |  | Private | 39.1161 | -76.9962 | Monopole | 172 | 0 | T.R. Thompson | 2018-02-22 | 2018-04-04 | Recommended | Gilnorwood |  | https://s3.amazonaws.com/montgomerycountytfcg/Applications/MC2018020263+Application.pdf
2018020250 | AT&T Wireless | AT&T is replacing three panels and removing three, and adding six, RRHs at 132’ on a 134’ apartment building. | Minor Modification | Park Montgomery II | 239 | 8830 | Piney Branch Rd | Silver Spring | R-10 | Pineway Towers Condominium Inc |  | Private | 39.0003 | -76.9928 | Building | 102.5 | 0 | Carrie Fazzolari | 2018-02-21 | 2018-05-02 | Recommended | Piney Branch |  | https://s3.amazonaws.com/montgomerycountytfcg/Applications/MC2018020250+Application.pdf
2018020251 | AT&T Wireless | Remove (3) antennas and (3) RRH’s; install (3) antennas and (6) RRH’s at 124’ on an existing 125’ monopole. | Minor Modification | Leaman Property | 86 | 13820 | Clopper Rd | Boyds | R-200 | American Tower Asset Sub 2 LLC |  | Private | 39.1652 | -77.2908 | Monopole | 125 | 0 | Carrie Fazzolari | 2018-02-21 | 2018-07-11 | Recommended | Old Germantown |  | https://s3.amazonaws.com/montgomerycountytfcg/Applications/MC2018020251+Application.pdf
2018020252 | AT&T Wireless | AT&T is adding three panels and six RRHs at 44’ on a 50’ office building. | Minor Modification | Educational Systems FCU | 457 | 15901 | Frederick Rd | Rockville | CR-2.0, C-1.0, R-1.5, H-120 | Educational Systems FCU |  | Private | 39.1162 | -77.1665 | Building | 37 | 0 | Carrie Fazzolari | 2018-02-21 | 2018-05-02 | Recommended | Redland Blvd |  | https://s3.amazonaws.com/montgomerycountytfcg/Applications/MC2018020252+Application.pdf
2018020253 | AT&T Wireless | Replace three 96"-high panel antennas and six RRHs at 119’ on a 120’ monopole. | Minor Modification | Extra Space Storage | 350 | 19500 | Frederick Rd | Germantown | GR-1.5 H-45 | Extra Space Properties 131 LLC |  | Private | 39.1755 | -77.24 | Monopole | 120 | 0 | Carrie Fazzolari | 2018-02-21 | 2018-06-06 | Recommended | Madrigal |  | https://s3.amazonaws.com/montgomerycountytfcg/Applications/MC2018020253+Application.pdf
2018020254 | AT&T Wireless | AT&T is replacing three panels and six RRHs at 97’ on a 120’ monopole. | Minor Modification | Baptist Home | 147 | 6301 | Greentree Rd | Bethesda | R-60 | Baptist Home for Children |  | Private | 39.0026 | -77.1273 | Monopole | 120 | 0 | Carrie Fazzolari | 2018-02-21 | 2018-06-06 | Recommended | Bradley Hills |  | https://s3.amazonaws.com/montgomerycountytfcg/Applications/MC2018020254+Application.pdf
2018020238 | AT&T Wireless | Belongs to City of Rockville. | Minor Modification | White Building | 594 | 1451 | Rockville Pike | Rockville | MXCD | A&A Woodmont Place |  | Private | 39.0661 | -77.1283 | Building |  | 0 | Carrie Fazzolari | 2018-02-19 |  | Withdrawn | White Building |  | https://montgomerycountytfcg.s3.amazonaws.com/Applications/MC2018020238.pdf
2018020239 | AT&T Wireless | Add 3 antennas | Minor Modification | Carver Tower | 124 | 2647 | W University Blvd | Silver Spring | CR-5.0 C-4.5 R-4.5 H-130 | Bajwa Property Management LLC |  | Private | 39.0407 | -77.0549 | Tower | 275 | 0 | Carrie Fazzolari | 2018-02-19 | 2018-05-02 | Recommended | Kensington |  | https://s3.amazonaws.com/montgomerycountytfcg/Applications/MC2018020239+Application.pdf
2018020240 | AT&T Wireless | Replace three 96" -high panel antennas and add nine RRHs at 108’ on a 122’ apartment building. | Minor Modification | Renaissance Plaza Apts. | 16 | 14000 | Castle Blvd | Silver Spring | R-20 | Renaissance Plaza Condo |  | Private | 39.0858 | -76.9419 | Building | 100 | 0 | Carrie Fazzolari | 2018-02-19 | 2018-06-06 | Recommended | Armilla Ct |  | https://s3.amazonaws.com/montgomerycountytfcg/Applications/MC2018020240+Application.pdf
2018020241 | AT&T Wireless | AT&T is replacing three panels and six RRHs at 165’ on a 190’ tower. | Minor Modification | Kruhm Farm Tower | 118 | 16001 | Kruhm Rd | Burtonsville | RC | Fred Kruhm |  | Private | 39.1217 | -76.9453 | Tower | 190 | 0 | Carrie Fazzolari | 2018-02-19 | 2018-05-02 | Recommended | Kruhm |  | https://s3.amazonaws.com/montgomerycountytfcg/Applications/MC2018020241+Application.pdf
2018020242 | AT&T Wireless | Replace three 55"-high panel antennas and six RRHs at 129’ on a 158’ monopole. | Minor Modification | MDOT-Kensington | 77 | 9200 | Kensington Pkwy | Kensington | R-90 | MDOT / State Hwy Admin. |  | Private | 39.0077 | -77.075 | Monopole | 160 | -1 | Carrie Fazzolari | 2018-02-19 | 2018-06-06 | Recommended | North Chase |  | https://s3.amazonaws.com/montgomerycountytfcg/Applications/MC2018020242+Application.pdf
2018020243 | AT&T Wireless | Remove and replace 3 antennas and add 6 RRHS | Minor Modification | Silver Spring VFD | 320 | 111 | University Blvd East | Silver Spring | R-60 | Silver Spring VFD | Fire | Private | 39.0174 | -77.0072 | Tower | 73 | 0 | Carrie Fazzolari | 2018-02-19 | 2018-05-02 | Recommended | Four Corners |  | https://s3.amazonaws.com/montgomerycountytfcg/Applications/MC2018020243+Application.pdf
2018020244 | AT&T Wireless | Remove three RRHs; install three antennas and six RRHs at 108’ on an existing 115’ monopole. | Minor Modification | Super Fresh Shopping Ctr. | 52 | 3901 | Aspen Hill Rd | Silver Spring | CRT-2.25 C-1.5 R-0.75 H-75 | LDG Inc |  | Private | 39.0821 | -77.079 | Monopole | 116 | 0 | Carrie Fazzolari | 2018-02-19 | 2018-08-01 | Recommended | Aspen Hill |  | https://s3.amazonaws.com/montgomerycountytfcg/Applications/MC2018020244+Application.pdf
2018020245 | AT&T Wireless | AT&T is replacing three panels and removing six, and adding nine, RRHs at 200’ on a 185’ office building. | Minor Modification | Democracy Center | 23 | 6903 | Rockledge Dr | Bethesda | CR-1.5 C-1.25 R-0.75 H-200 | G&I X Democracy Center LLC |  | Private | 39.0276 | -77.1405 | Building | 185 | 0 | Carrie Fazzolari | 2018-02-19 | 2018-05-02 | Recommended | Rockledge Center |  | https://s3.amazonaws.com/montgomerycountytfcg/Applications/MC2018020245+Application.pdf
2018020246 | AT&T Wireless | Remove/replace (3) antennas and (6) RRH at 113’ on a 130’ existing monopole (with stealthing). | Minor Modification | Cabin John VFW Post | 60 | 11511 | MacArthur Blvd | Potomac | RE-2 | Cabin John Memorial Post 5633 |  | Private | 38.9963 | -77.2381 | Monopole | 126 | 0 | Carrie Fazzolari | 2018-02-19 | 2018-07-11 | Recommended | Ohio Canal |  | https://s3.amazonaws.com/montgomerycountytfcg/Applications/MC2018020246+Application.pdf
2018020247 | AT&T Wireless | AT&T is replacing three panels and six RRHs at 150’ on a 148’ monopole. | Minor Modification | Mullinix Farm | 238 | 11416 | Hawkes Rd | Clarksburg | RC | Michael Longshore & Linda Better |  | Private | 39.2464 | -77.2363 | Monopole | 162 | 0 | Carrie Fazzolari | 2018-02-19 | 2018-05-02 | Recommended | Hoffman Drive |  | https://s3.amazonaws.com/montgomerycountytfcg/Applications/MC2018020247+Application.pdf
2018020229 | Sprint/Nextel | Attach six 26" panel antennas at 95' on a 98' stealth pole. | Minor Modification | Grace Fellowship | 276 | 8425 | Damascus Rd | Damascus | AR | Potomac Conf. 7th Day Adventist | Church | Private | 39.2833 | -77.1745 | Monopole | 97 | 0 | Michael WIngard | 2018-02-16 | 2018-06-06 | Recommended | WA33XC241 |  | https://s3.amazonaws.com/montgomerycountytfcg/Applications/MC2018020229+Application.pdf
2018020234 | AT&T Wireless | Adding 3 antennas.six RRHs to be removed and nine RRHs to be added | Minor Modification | Wessling | 310 | 6931 | Arlington Rd | Bethesda | CRT-2.25 | Greater Northest LLC |  | Private | 38.9785 | -77.0981 | Building | 55 | 0 | Carrie Fazzolari | 2018-02-16 | 2018-05-02 | Recommended | Wessling |  | https://s3.amazonaws.com/montgomerycountytfcg/Applications/MC2018020234+Application.pdf
2018020235 | AT&T Wireless | add 3 antennas and 3 RRHs | Minor Modification | Rock Creek | 304 | 8630 | Fenton St | Silver Spring | CR-6.0 C-6.0 R-6.0 H-260 | Gudelsky Co |  | Private | 38.9979 | -77.0285 | Building | 143 | 0 | Carrie Fazzolari | 2018-02-16 | 2018-05-02 | Recommended | Rock Creek |  | https://s3.amazonaws.com/montgomerycountytfcg/Applications/MC+2018020235+Application.pdf
2018020232 | T-Mobile | T-Mobile is adding three panels and replacing six TMAs at 162’ on a 160’ transmission tower. | Minor Modification | Pepco 10-S | 231 | 0 | Martinsburg Rd | Dickerson | AR | Pepco | Pepco | Private | 39.2066 | -77.4359 | Tower | 160 | 0 | Randall Lusk | 2018-02-15 | 2018-03-07 | Recommended | 7WAN153B |  | https://s3.amazonaws.com/montgomerycountytfcg/Applications/MC2018020232+Application.pdf
2018020233 | Verizon Wireless | Remove 1 antenna add one small cell antenna | Minor Modification | Aspen Hill - Small cell 2 | 480.01 | 13601 | Connecticut Ave | Silver Spring | NR-0.75 | Aspen Hill Ventures, LLC |  | Private | 39.078 | -77.0804 | Light Pole | 43 | 0 | Shea Beltran | 2018-02-15 | 2018-03-07 | Recommended | Aspen Hill Small Cell 2 |  | https://s3.amazonaws.com/montgomerycountytfcg/Applications/MC2018020233+Application.pdf
2018020224 | AT&T Wireless | Replace three 96"-high panel antenna at 141', 149' and 152' on a 160' apartment building. Attach two RRHs at 141', two RRHs at 149' and two RRH at 152'. | Minor Modification | Classic Residence | 19 | 8100 | Connecticut Ave | Chevy Chase | R-10 | SNH CCMD Properties LLC |  | Private | 38.9917 | -77.0778 | Building | 138 | 0 | Carrie Fazzolari | 2018-02-05 | 2018-06-06 | Recommended | East West Highway |  | https://s3.amazonaws.com/montgomerycountytfcg/Applications/MC2018020224+Application.pdf
2018010218 | T-Mobile | New 155 foot Monopole | New | Fairland Park | 625 |  | Greencastle Rd | Burtonsville | RE-2 | M-NCPPC | M-NCPPC | Public | 39.0867 | -76.9296 | Monopole | 155 | 0 | Ryan Dear | 2018-01-31 |  | Withdrawn | 7WAN620 |  | https://montgomerycountytfcg.s3.amazonaws.com/Applications/MC2018010218.pdf
201803-15 | T-Mobile | T-Mobile is replacing two panels at 177’ and 178’ on a 171’ apartment building. | Minor Modification | Promenade | 47 | 5225 | Pooks Hill Rd | Bethesda | R-H | Promenade Towers MH Corp |  | Private | 39.0174 | -77.1068 | Building | 193 | 0 | Caitlin Ratzlaff | 2018-01-29 | 2018-03-07 | Recommended | 7WAN125E |  | https://s3.amazonaws.com/montgomerycountytfcg/Applications/MC201803-15+Application.pdf
201803-01 | Sprint/Nextel | Sprint is adding three panels at 190’ on a 184’ monopole. | Minor Modification | Beall Farm | 262 | 13201 | Lewisdale Rd | Clarksburg | AR | Rudell Beall & Sons Inc. |  | Private | 39.2886 | -77.2729 | Monopole | 184 | 0 | Shannon Campbell | 2018-01-26 | 2018-03-07 | Recommended | WA54XC652 |  | https://s3.amazonaws.com/montgomerycountytfcg/Applications/MC201803-01+Application.pdf
201803-02 | Sprint/Nextel | Sprint is replacing three panels and adding six RRHs at 100’ on a 110’ monopole. | Minor Modification | Extra Space Storage | 350 | 19500 | Frederick Rd | Germantown | GR-1.5 H-45 | Extra Space Properties 131 LLC |  | Private | 39.1755 | -77.24 | Monopole | 120 | 0 | Harold Bernadzikowski | 2018-01-26 | 2018-03-07 | Recommended | WA73XC308 |  | https://s3.amazonaws.com/montgomerycountytfcg/Applications/MC201803-02+Application.pdf
201803-03 | Sprint/Nextel | Sprint is adding three panels and six RRHs at 181’ on a 230’ tower. | Minor Modification | Benmar Property | 125 | 23000 | Whites Ferry Rd (18500 Elmers School Rd) | Dickerson | AR | Tower Road LLC |  | Private | 39.1574 | -77.4854 | Tower | 230 | 0 | Harold Bernadzikowski | 2018-01-26 | 2018-03-07 | Recommended | WA54XC684 |  | https://s3.amazonaws.com/montgomerycountytfcg/Applications/MC201803-03+Application.pdf
201803-04 | Sprint/Nextel | Sprint is adding three panels and six RRHs at 90’ on a 140’ monopole. | Minor Modification | MDOT-Rockville | 73 |  | I-270 & Montrose Rd | Rockville | R-90 | MDOT / State Hwy Admin. | State | Public | 39.0579 | -77.1537 | Monopole | 140 | -1 | Harold Bernadzikowski | 2018-01-26 | 2018-03-07 | Recommended | WA33XC936A |  | https://s3.amazonaws.com/montgomerycountytfcg/Applications/MC201803-04+Application.pdf
201803-05 | Sprint/Nextel | Sprint is adding three panels and six RRHs at 89’ and 94’ on an 85’ office building. | Minor Modification | Choice International | 29 | 10750 | Columbia Pike | Silver Spring | CRT-2.25 C-1.5 R-0.75 H-45 | VREC III LO COLESVILLE MEDICAL MOB LLC |  | Private | 39.0324 | -77.0045 | Building | 85 | 0 | Harold Bernadzikowski | 2018-01-26 | 2018-03-07 | Recommended | WA57XC043 |  | https://s3.amazonaws.com/montgomerycountytfcg/Applications/MC201803-05+Application.pdf
201803-06 | Sprint/Nextel | Sprint is adding three panels and six RRHs at 133’ on a 161’ monopole. | Minor Modification | Fire Station 31 | 10 | 12100 | Darnestown Rd | Gaithersburg | R-200 | Montgomery County |  | Public | 39.1161 | -77.2512 | Monopole | 161 | 0 | Harold Bernadzikowski | 2018-01-26 | 2018-03-07 | Recommended | DC03XC069 |  | https://s3.amazonaws.com/montgomerycountytfcg/Applications/MC201803-06+Application.pdf
201803-07 | Verizon Wireless | Remove (12) antennas and (6) RRHs; Install (6) antennas and (6) RRHs at 53’ on an exisitng 54’ office building. | Minor Modification | Phillips Office Building | 279 | 9420 | Key West Ave | Rockville | LSC-1.0 H-110 T | Key West III LP |  | Private | 39.1029 | -77.1938 | Building | 54.25 | 0 | Shea Beltran | 2018-01-26 | 2018-07-11 | Recommended | Medical Center Drive |  | https://s3.amazonaws.com/montgomerycountytfcg/Applications/MC201803-07+Application.pdf
201803-08 | Verizon Wireless | Verizon is replacing two panels at 35’ on a 86’ parking garage. | Minor Modification | Town Square Garage | 464 | 801 | Ellsworth Dr | Silver Spring | CR-3.0 | Montgomery County MD c/o Peterson Retail Mgmt Co |  | Private | 38.997 | -77.0255 | Building | 82 | 0 | Shea Beltran | 2018-01-26 | 2018-03-07 | Recommended | Ellsworth Drive |  | https://s3.amazonaws.com/montgomerycountytfcg/Applications/MC201803-08+Application.pdf
201803-09 | Verizon Wireless | Verizon is adding three RRHs at 104’, 112’, and 116’ on a 108’ apartment building. | Minor Modification | Renaissance Plaza Apts | 16 | 14000 | Castle Blvd | Silver Spring | R-20 | Renaissance Plaza Condo |  | Private | 39.0858 | -76.9419 | Building | 100 | 0 | Shea Beltran | 2018-01-26 | 2018-03-07 | Recommended | Castleleigh |  | https://s3.amazonaws.com/montgomerycountytfcg/Applications/MC201803-09+Application.pdf
201803-10 | Verizon Wireless | Verizon is replacing six panels at 128’ and 137’ on a 117’ office building. | Minor Modification | World Building Tower | 173 | 8121 | Georgia Ave | Silver Spring | CR-3.0 C-3.0 R-3.0 H-130 | World Building LLC |  | Private | 38.9911 | -77.0261 | Building | 117 | 0 | Shea Beltran | 2018-01-26 | 2018-03-07 | Recommended | World Building |  | https://s3.amazonaws.com/montgomerycountytfcg/Applications/MC201803-10+Application.pdf
201803-11 | Sprint/Nextel | Add equipment | Minor Modification | Super Fresh Shopping Ctr. | 52 | 3901 | Aspen Hill Rd | Silver Spring | CRT-2.25 C-1.5 R-0.75 H-75 | LDG Inc |  | Private | 39.0821 | -77.079 | Monopole | 116 | 0 | Daphnee Kelly | 2018-01-26 | 2018-03-07 | Recommended | WA74XC350 |  | https://s3.amazonaws.com/montgomerycountytfcg/Applications/MC201803-11+Application.pdf
201803-12 | Sprint/Nextel | Sprint is adding three panels at 80’ on a 250’ tower. | Minor Modification | Easterday Property | 186 | 9265 | Brown Church Rd | Mt. Airy | AR | Easterday Louise Et Al |  | Private | 39.3294 | -77.1886 | Tower | 250 | 0 | Daphnee Kelly | 2018-01-26 | 2018-03-07 | Recommended | WA54XC510 |  | https://s3.amazonaws.com/montgomerycountytfcg/Applications/MC201803-12+Application.pdf
201803-13 | Sprint/Nextel | Antenna Change Out | Minor Modification | AT&T Long Line Tower | 120 | 12419 | Middlebrook Rd | Germantown | IM-2.5 H-50 | American Tower Inc. |  | Private | 39.1769 | -77.2572 | Tower | 125 | 0 | Daphnee Kelly | 2018-01-26 | 2018-03-07 | Recommended | WA73XC271 |  | https://s3.amazonaws.com/montgomerycountytfcg/Applications/MC201803-13+Application.pdf
201803-14 | Sprint/Nextel | Antenna Change Out | Minor Modification | WSSC Great Seneca | 295 | 12600 | Great Seneca Hwy | Germantown | R-200 | WSSC | WSSC | Private | 39.142 | -77.2744 | Tower | 200 | 0 | Daphnee Kelly | 2018-01-26 | 2018-03-07 | Recommended | WA60XC234 |  | https://s3.amazonaws.com/montgomerycountytfcg/Applications/MC201803-14+Application.pdf
201802-14 | Verizon Wireless | Antenna Change Out | Minor Modification | Berkshire Towers | 42.02 | 11215 | Oak Leaf Dr | Silver Spring | R-10 | Enclave Holdings LLC |  | Private | 39.0397 | -76.994 | Building | 165 | 0 | Shari Saslaw | 2018-01-17 | 2018-03-07 | Recommended | Point |  | https://s3.amazonaws.com/montgomerycountytfcg/Applications/MC201802-14+Application.pdf
201802-15 | Verizon Wireless | : Remove (3) antennas and (3) RRHs; intall (6) antennas and (3) RRHS at 163 on a 156 exisiting apartment building. | Minor Modification | Rock Creek Terrace Apts | 8 | 12630 | Veirs Mill Rd | Rockville | R-10 | Rock Creek Terrace LP |  | Private | 39.0631 | -77.0964 | Building | 153 | 0 | Shari Saslaw | 2018-01-17 | 2018-07-11 | Recommended | Parklawn |  | https://s3.amazonaws.com/montgomerycountytfcg/Applications/MC201802-15+Application.pdf
201802-16 | T-Mobile | Add three antennas | Minor Modification | Pepco 43-S | 313.01 | 18698 | White Ground Rd | Boyds | AR | Pepco | Pepco | Private | 39.1628 | -77.3411 | Tower | 135.8 | 0 | Randall Lusk | 2018-01-17 | 2018-02-07 | Recommended | 7WAN561A |  | https://s3.amazonaws.com/montgomerycountytfcg/Applications/MC201802-16+Application.pdf
201802-13 | Sprint/Nextel | Add equipment | Minor Modification | Hampshire Greens Tank | 139 | 15916 | New Hampshire Ave | Spencerville | RE-2C | Maryland National Capital Park & Planning Comm | WSSC | Public | 39.1203 | -76.9917 | Water Tank | 150 | 0 | Emily Steele | 2018-01-16 | 2018-02-07 | Recommended | WA54XC600 |  | https://s3.amazonaws.com/montgomerycountytfcg/Applications/MC201802-13+Application.pdf
201802-11 | AT&T Wireless | AT&T is replacing three panels and adding removing and replacing 6 RRHs and adding 3 new RRHS at 138’ on a 138’ office building. | Minor Modification | Crescent Bldg | 84 | 4600 | East-West Hwy | Bethesda | CR-5.0 C-5.0 R-4.75 H-175 | Bethesda Crescent 4600 CO Limited Prtnrship |  | Private | 38.9845 | -77.0929 | Building | 128.83 | 0 | T.R. Thompson | 2018-01-09 | 2018-03-07 | Recommended | FA 10006543 |  | https://s3.amazonaws.com/montgomerycountytfcg/Applications/MC201802-11+Application.pdf
201802-12 | AT&T Wireless | Antenna Change Out | Minor Modification | Woodside Water Tank | 1 | 1945 | Seminary Pl | Silver Spring | R-60 | WSSC | WSSC | Public | 39.0099 | -77.0425 | Water Tank | 117 | 0 | T.R. Thompson | 2018-01-09 | 2018-02-07 | Recommended | FA 10073026 |  | https://s3.amazonaws.com/montgomerycountytfcg/Applications/MC201802-12+Application.pdf
201802-10 | Verizon Wireless | Colocation | Colocation | Damascus VFD 13 | 624 | 26332 | Ridge Rd | Damascus | CRT-1.75 | Damascus VFD |  | Private | 39.2891 | -77.2049 | Utility Pole | 33.6 | -1 | Joshua Schakola | 2018-01-05 | 2018-03-07 | Recommended | Jimmy Cone |  | https://s3.amazonaws.com/montgomerycountytfcg/Applications/MC201802-10+Application.pdf
201802-07 | AT&T Wireless | Replace three 96"-high panel antennas, remove three and add nine RRHs at 153’ on a 183’ water tank. | Minor Modification | Glenmont Tank | 12 | 12413 | Georgia Ave | Silver Spring | CR-2.0 C-0.5 R-1.75 H-120 | WSSC | WSSC | Public | 39.0616 | -77.0516 | Water Tank | 183 | 0 | T.R. Thompson | 2017-12-22 | 2018-06-06 | Recommended | FA 10073029 |  | https://s3.amazonaws.com/montgomerycountytfcg/Applications/MC201802-07+Application.pdf
201802-08 | AT&T Wireless | Replace three 96"-high panel antennas and add six RRHs at 173’ on a 173’ monopole. | Minor Modification | Knights of Columbus | 13.01 | 17001 | Overhill Rd | Derwood | RE-1 | MONTG CNCL K C BLDG CORP |  | Private | 39.1347 | -77.1418 | Monopole | 173 | 0 | Carrie Fazzolari | 2017-12-21 | 2018-06-06 | Recommended | Montgomery Village |  | https://s3.amazonaws.com/montgomerycountytfcg/Applications/MC201802-08+Application.pdf
201802-09 | AT&T Wireless | Remove (3) antennas and (6) RRHs; install (3) antennas and RRHs at 102’ on a 123’ tower. | Minor Modification | AT&T Long Line Tower | 120 | 12419 | Middlebrook Rd | Germantown | IM-2.5 H-50 | American Tower Inc. |  | Private | 39.1769 | -77.2572 | Tower | 125 | 0 | Carrie Fazzolari | 2017-12-21 | 2018-07-11 | Recommended | Middlebrook |  | https://s3.amazonaws.com/montgomerycountytfcg/Applications/MC201802-09+Application.pdf
201802-05 | T-Mobile | Colocation. Applicant submitted a New Colocation App in place of this one (App number 2018120624) | Colocation | Pepco 802422-090050 | 623 | 902 | Merrimac Dr | Takoma Park | CRT | Takoma Park ROW | Pepco | Private | 38.9924 | -76.9925 | Utility Pole | 48 | -1 | Charles Salamone | 2017-12-19 | 2018-12-06 | Withdrawn | T-Mobile @ LGY-020m2 |  | https://montgomerycountytfcg.s3.amazonaws.com/Applications/MC201802-05+Application+(2).pdf
201802-06 | T-Mobile | Antenna Change Out | Minor Modification | Super Fresh Shopping Ctr. | 52 | 3901 | Aspen Hill Rd | Silver Spring | CRT-2.25 C-1.5 R-0.75 H-75 | LDG Inc |  | Private | 39.0821 | -77.079 | Monopole | 116 | 0 | Tessia Knight | 2017-12-19 | 2018-02-07 | Recommended | 7WAN224D |  | https://montgomerycountytfcg.s3.amazonaws.com/Applications/MC201802-06Application.pdf
201802-04 | Sprint/Nextel | Antenna Change Out | Minor Modification | Sherwood High School | 157 | 300 | Olney-Sandy Spring Rd | Sandy Spring | RNC | Board of Education | School | Public | 39.1485 | -77.0172 | Monopole | 150 | 0 | Steven Fanshaw | 2017-12-15 | 2018-01-03 | Recommended | WA33XC096 |  | https://montgomerycountytfcg.s3.amazonaws.com/Applications/MC201802-04Application.pdf
201802-01 | T-Mobile | Antenna Change Out; T-Mobile is replacing three panels at 47’ on a 35’ building. | Minor Modification | Mill Creek Apartments | 404 | 17600 | Sequoia Dr | Gaithersburg | R-30 | Mill Creek Investors LTD PTN |  | Private | 39.1442 | -77.1706 | Building | 32 | 0 | Nate Montanye | 2017-12-14 | 2018-02-07 | Recommended | 7WAN265F |  | https://montgomerycountytfcg.s3.amazonaws.com/Applications/MC201802-01+Application.pdf
201802-02 | T-Mobile | Colocation; T-Mobile is attaching four panels and [eight] RRHs at 31’ and 37’, and one dish at 31’, on a 23’ building. | Colocation | KLNB Retail | 621 | 12019 | Georgia Ave | Wheaton | NR | WASHREIT Wheaton Park Shopping Center LLC |  | Private | 39.0518 | -77.051 | Building | 52 | 0 | Carlton Gilbert | 2017-12-14 | 2018-01-03 | Recommended | 7WAN623A |  | https://montgomerycountytfcg.s3.amazonaws.com/Applications/MC201802-02+Application.pdf
201802-03 | T-Mobile | Colocation; T-Mobile is attaching eight panels and four RRHs at 56’ on a 45’ building. | Colocation | Veirs Mill | 251 | 12125 | Veirs Mill Rd | Silver Spring | CRT-1.25 | Action Chapel International City of Truth Inc |  | Private | 39.0558 | -77.0808 | Building | 30 | 0 | Carlton Gilbert | 2017-12-14 | 2018-01-03 | Recommended | 7WAN628A |  | https://montgomerycountytfcg.s3.amazonaws.com/Applications/MC201802-03Application.pdf
201801-15 | Sprint/Nextel | Add equipment | Minor Modification | Bethesda Country Club | 51.01 | 7601 | Bradley Blvd | Bethesda | R-200 | Bethesda Country Club |  | Private | 39.0153 | -77.1501 | Monopole | 150 | 0 | Delisa Coleman | 2017-12-13 | 2018-02-07 | Recommended | DC03XC633 |  | https://montgomerycountytfcg.s3.amazonaws.com/Applications/MC201801-15+Application.pdf
201801-16 | Sprint/Nextel | Add equipment | Minor Modification | Luther Rice Baptist Church | 81 | 801 | University Blvd | Silver Spring | R-60 | Luther Rice Baptist Church | Church | Private | 39.0317 | -77.0217 | Building | 38 | 0 | Delisa Coleman | 2017-12-13 | 2018-01-03 | Recommended | Luther Rice |  | https://montgomerycountytfcg.s3.amazonaws.com/Applications/MC201801-16Application.pdf
201801-13 | Sprint/Nextel | Add equipment; Sprint is adding 3 antennas and 6 RRH’s at 235’ on a 250’ tower. | Minor Modification | Damascus Tower | 78 | 26149 | Ridge Rd | Damascus | CRT-1.75 C-1.0 R-0.75 H-55 T | Montgomery County | County | Public | 39.2864 | -77.2069 | Tower | 260 | 0 | Harold Bernadzikowski | 2017-12-12 | 2018-02-07 | Recommended | WA33XC093 |  | https://montgomerycountytfcg.s3.amazonaws.com/Applications/MC201801-13Application.pdf
201801-14 | Sprint/Nextel | Add equipment; Sprint is removing 6 antennas; and adding 3 antennas and 12 RRH’s at 152’ on a 160’ monopole. | Minor Modification | MDOT-Kensington | 77 | 9200 | Kensington Pkwy | Kensington | R-90 | MDOT / State Hwy Admin. |  | Private | 39.0077 | -77.075 | Monopole | 160 | -1 | Harold Bernadzikowski | 2017-12-12 | 2018-02-07 | Recommended | DC03XC626 |  | https://montgomerycountytfcg.s3.amazonaws.com/Applications/MC201801-14Application.pdf
201801-11 | T-Mobile | Attach one 57" panel antenna at 140' on a 140' monopole. | Minor Modification | Public Storage Briggs Chaney | 415 | 3351 | Briggs Chaney Rd | Silver Spring | EOF-0.75, H-100 T | Shurgard Maryland Properties Inc |  | Private | 39.075 | -76.9422 | Monopole | 140 | 0 | Caitlin Ratzlaff | 2017-12-07 | 2018-01-03 | Recommended | 7WAN285K |  | https://montgomerycountytfcg.s3.amazonaws.com/Applications/MC201801-11Application.pdf
201801-12 | AT&T Wireless | AT&T is removing and replacing 3 antennas and adding 9 RRHS at 156' and 169' on a 155 building. | Minor Modification | Park Ritchie Apts | 48 | 7600 | Maple Ave | Takoma Park | R-10 | Park Ritchie LLC |  | Private | 38.9839 | -77.008 | Building | 151 | 0 | T.R. Thompson | 2017-12-07 | 2018-05-02 | Recommended | FA 10029694 |  | https://montgomerycountytfcg.s3.amazonaws.com/Applications/MC201801-12+Application.pdf
201801-10 | Sprint/Nextel | Antenna Change Out: Attach three 72" panel antennas and six RRHs at 184’ on a 190’ monopole. | Minor Modification | Gate of Heaven | 116 | 13801 | Georgia Ave | Silver Spring | RE-2 | ROMAN CATHOLIC ARCHDIOCESE OF WASHINGTON |  | Private | 39.0877 | -77.0706 | Monopole | 190.5 | 0 | Steven Fanshaw | 2017-12-04 | 2018-01-03 | Recommended | DC03XC096 |  | https://montgomerycountytfcg.s3.amazonaws.com/Applications/MC201801-10Application.pdf
201801-02 | T-Mobile | Install an emergency backup liquefied petroleum gas (LPG) generator on an existing concrete pad with a new LPG tank on a new concrete pad. | Minor Modification | Public Storage Prosperity | 402 | 12355 | Prosperity Dr | Silver Spring | CR-0.75 C-0.75 R-0.25 H-75 | Public Storage LP |  | Private | 39.0579 | -76.9655 | Monopole | 140 | 0 | Steven Fanshaw | 2017-11-30 | 2018-01-03 | Recommended | 7WAN124I |  | https://montgomerycountytfcg.s3.amazonaws.com/Applications/MC201801-02.pdf
201801-03 | T-Mobile | Install an emergency backup liquefied petroleum gas (LPG) generator on an existing concrete pad with a new LPG tank on a new concrete pad. | Minor Modification | Aspen Monopole | 104 | 15710 | New Hampshire Ave | Silver Spring | RE-2 | Michael A. Grodin |  | Private | 39.1161 | -76.9962 | Monopole | 172 | 0 | Steven Fanshaw | 2017-11-30 | 2018-01-03 | Recommended | 7WAN128A |  | https://montgomerycountytfcg.s3.amazonaws.com/Applications/MC201801-03Application.pdf
201801-04 | T-Mobile | Add equipment - installing an new emergency backup liquefied petroleum gas (LPG) generator on an existing concrete pad with a new LPG tank on a new concrete pad. | Minor Modification | Airpark Industrial Center | 83 | 7707 | Airpark Rd | Gaithersburg | IL-1.0 H-50 | Crown Atlantic Co LLC |  | Private | 39.1715 | -77.1578 | Monopole | 120 | 0 | Steven Fanshaw | 2017-11-30 | 2018-01-03 | Recommended | 7WAN070F |  | https://montgomerycountytfcg.s3.amazonaws.com/Applications/MC201801-04Application.pdf
201801-05 | Verizon Wireless | Replace 9 exisiting antennas and 6 RRUs with 6 new antennas and 6 new RRUs on a 190' monopole at 165'. | Minor Modification | McDonnell Property | 93.01 | 20315 | Georgia Ave | Brookeville | RC | Timothy McDonnell |  | Private | 39.1899 | -77.0607 | Monopole | 188 | 0 | Tessia Knight | 2017-11-30 | 2018-01-03 | Recommended | Brookeville |  | https://montgomerycountytfcg.s3.amazonaws.com/Applications/MC201801-05Application.pdf
201801-06 | MCRCS | New Tower | New | McDonnell Property | 93.02 | 20315 | Georgia Ave | Brookeville | RC | Timothy McDonnell |  | Private | 39.19 | -77.062 | Tower | 195 | 0 | Justin Blanset | 2017-11-30 | 2018-01-03 | Recommended | Brookeville |  | https://montgomerycountytfcg.s3.amazonaws.com/Applications/MC201801-06Application.pdf
201801-07 | AT&T Wireless | Antenna Change Out | Minor Modification | Schlesinger Building | 250 | 3720 | Farragut Ave | Kensington | CRT-1.5 C-1.0 R-1.0 H-45 | FARRAGUT BT LLC |  | Private | 39.0317 | -77.0743 | Building | 58 | 0 | Scott Nichols | 2017-11-30 | 2018-02-07 | Recommended | FA 10030296 |  | https://montgomerycountytfcg.s3.amazonaws.com/Applications/MC201801-07Application.pdf
201801-08 | AT&T Wireless | Antenna Change Out | Minor Modification | Maplewood Park | 212 | 9707 | Old Georgetown Rd | Bethesda | RT-12.5 | The Maplewood Entities |  | Private | 39.0149 | -77.1161 | Building | 56 | 0 | Scott Nichols | 2017-11-30 | 2018-02-07 | Recommended | FA 10069662 |  | https://montgomerycountytfcg.s3.amazonaws.com/Applications/MC201801-08Application.pdf
201801-09 | AT&T Wireless | Antenna Change Out | Minor Modification | Northwood High School | 192 | 919 | University Blvd | Silver Spring | R-60 | Board of Education | School | Public | 39.0366 | -77.0223 | Monopole | 110 | 0 | Scott Nichols | 2017-11-30 | 2018-02-07 | Recommended | FA 10004707 |  | https://montgomerycountytfcg.s3.amazonaws.com/Applications/MC201801-09Application.pdf
201801-01 | Verizon Wireless | Verizon is replacing 12 panels and six RRHs at 153’ on a 162’ monopole. | Minor Modification | Pyle Property | 190 | 211 | Ednor Rd | Silver Spring | RE-2 | Helen Pyle et al |  | Private | 39.1252 | -77.0182 | Monopole | 162 | 0 | Benjamin Pelletier | 2017-11-17 | 2018-01-03 | Recommended | Norwood |  | https://montgomerycountytfcg.s3.amazonaws.com/Applications/MC201801-01Application.pdf
201712-16 | Verizon Wireless | Antenna Change Out: Remove nine panels and add six 96" -high panel antennas and three RRHs at 140' on a 170' monopole | Minor Modification | Quail Hill Farms | 90 | 301 | Quailhill Drive | Brookeville | R | Andrew Austin |  | Private | 39.1628 | -77.0056 | Monopole | 170 | 0 | Benjamin Pelletier | 2017-11-14 | 2017-12-06 | Recommended | Ashton |  | https://s3.amazonaws.com/montgomerycountytfcg/Applications/MC201712-16.pdf
201712-17 | Verizon Wireless | Antenna Change Out | Minor Modification | Laytonsville | 321 | 4301 | Brookeville Rd | Brookeville | AR | Jane C Maller, Trustee |  | Private | 39.184 | -77.0815 | Monopole | 182 | 0 | Benjamin Pelletier | 2017-11-14 | 2018-01-03 | Recommended | Reedy |  | https://montgomerycountytfcg.s3.amazonaws.com/Applications/MC201712-17Application.pdf
201712-14 | T-Mobile | Antenna Change Out | Minor Modification | Oakmont Monopole | 3 | 16801 | Oakmont Ave | Gaithersburg | IM-2.5 H-50 | 16801 Oakmont Avenue LLC |  | Private | 39.1315 | -77.174 | Monopole | 191 | 0 | Caitlin Ratzlaff | 2017-11-13 | 2018-01-03 | Recommended | 7WAN082A |  | https://montgomerycountytfcg.s3.amazonaws.com/Applications/MC201712-14Application.pdf
201712-15 | Verizon Wireless | Antenna Change Out | Minor Modification | Falls Rd Tank | 133 | 8505 | Aqueduct Rd | Potomac | R-90 | WSSC | WSSC | Public | 39.0598 | -77.1744 | Water Tank | 139 | 0 | Shea Beltran | 2017-11-13 | 2018-01-03 | Recommended | Falls Road |  | https://montgomerycountytfcg.s3.amazonaws.com/Applications/MC201712-15Application.pdf
201712-11 | Verizon Wireless | Antenna Change Out: Remove nine and replace six 96"-high panel antennas. Remove three and attach six RRHs. All at 77' on a 80' monopole. | Minor Modification | Wesley Grove Church | 248.02 | 23612(AKA 23630) | Woodfield Rd | Gaithersburg | RE-2 | Wesley Grove Church |  | Private | 39.2435 | -77.1875 | Monopine | 80 | 0 | Benjamin Pelletier | 2017-11-08 | 2017-12-06 | Recommended | Woodfield |  | https://s3.amazonaws.com/montgomerycountytfcg/Applications/MC201712-11.pdf
201712-12 | Verizon Wireless | Antenna Change Out: Remove and replace twelve panels with nine 96" -high panel antennas and three RRHs at 132' on a 140' monopole. | Minor Modification | Trolley Museum | 336 | 1313 | Bonifant Rd | Silver Spring | RE-2 | M-NCPPC | M-NCPPC | Public | 39.0971 | -77.0327 | Monopole | 135 | 0 | Benjamin Pelletier | 2017-11-08 | 2017-12-06 | Recommended | Brookside Garden |  | https://s3.amazonaws.com/montgomerycountytfcg/Applications/MC201712-12.pdf
201712-13 | Verizon Wireless | Antenna Change Out: Remove nine panels and three RRHs and add six 96" -high panel antennas and six RRHs at 135' on a 190' tower. | Minor Modification | Kruhm Farm Tower | 118 | 16001 | Kruhm Rd | Burtonsville | RC | Fred Kruhm |  | Private | 39.1217 | -76.9453 | Tower | 190 | 0 | Benjamin Pelletier | 2017-11-08 | 2017-12-06 | Recommended | Spencerville |  | https://s3.amazonaws.com/montgomerycountytfcg/Applications/MC201712-13.pdf
201712-10 | Verizon Wireless | Antenna Change Out: Remove nine and replace six panel antennas. Three 71"-high and three 75"-high, all at 119' on a 124' tower. | Minor Modification | Brink Water Tank | 87 | 21701 | Ridge Rd | Germantown | AR | WSSC | WSSC | Public | 39.2126 | -77.238 | Water Tank | 124 | 0 | Wesley Winner | 2017-11-06 | 2017-12-06 | Recommended | Goshen |  | https://s3.amazonaws.com/montgomerycountytfcg/Applications/MC201712-10.pdf
201712-09 | AT&T Wireless | Antenna Change Out | Minor Modification | Hampshire Towers | 326 | 7401 | New Hampshire Ave | Takoma Park | CRT-2.0, C-0.5, R-1.5, H-130 | Oxon Equities Corp |  | Private | 38.9834 | -76.9872 | Building | 95.83 | 0 | Scott Nichols | 2017-10-31 | 2018-01-03 | Recommended | FA 10094326 |  | https://montgomerycountytfcg.s3.amazonaws.com/Applications/MC201712-09Application.pdf
201712-08 | MCRCS | A 195' self support tower with two 6' dish at 192', one 7' whip antenna at 177' and three 7' whip antennas at 150'. | New | Burtonsville Tower | 620 | 16135 | Old Columbia Pike | Burtonsville | RR | Montgomery County |  | Private | 39.1216 | -76.9271 | Tower | 195 | -1 | Justin Blanset | 2017-10-30 | 2018-01-03 | Recommended | Burtonsville |  | https://montgomerycountytfcg.s3.amazonaws.com/Applications/MC201712-08Application.pdf
201712-07 | T-Mobile | Colocation | Colocation | Trinity United Methodist Church | 454 | 13700 | Schaeffer Rd | Germantown | R-200 | Trinity United Methodist Church | Church | Private | 39.1628 | -77.284 | Tower | 105 | 0 | Wesley Winner | 2017-10-27 | 2017-12-06 | Recommended | WAN373 |  | https://s3.amazonaws.com/montgomerycountytfcg/Applications/MC201712-07.pdf
201712-06 | AT&T Wireless | Antenna Change Out | Minor Modification | Sunrise Apts | 149 | 19310 | Club House Rd | Gaithersburg | R-10 | Sunrise Assisted Living |  | Private | 39.1738 | -77.2027 | Building | 70 | 0 | Scott Nichols | 2017-10-25 | 2018-02-07 | Recommended | FA 10072885 |  | https://montgomerycountytfcg.s3.amazonaws.com/Applications/MC201712-06Application.pdf
201712-03 | MCRCS | New Monopole | New | Fire Station 30 | 141.01 | 9404 | Falls Rd | Potomac | RE-2 | Cabin John Park Volunteer Fire Dept Inc. |  | Private | 39.0102 | -77.2202 | Monopole | 185 | 0 | Justin Blanset | 2017-10-17 | 2018-01-03 | Recommended | Fire Station 30 |  | https://montgomerycountytfcg.s3.amazonaws.com/Applications/MC201712-03Application.pdf
201712-04 | MCRCS | New Tower | New | Bretton Woods | 327.01 | 15700 | River Rd | Germantown | RC | International Monetary Fund |  | Private | 39.0779 | -77.3374 | Tower | 230 | 0 | Justin Blanset | 2017-10-17 | 2018-01-03 | Recommended | Bretton Woods |  | https://montgomerycountytfcg.s3.amazonaws.com/Applications/MC201712-04Application.pdf
201712-05 | MCRCS | A 195' monopole with two 7' whip antennas at 180', three 6' whip antennas at 160', one 6' dish at 145' and one 6' dish at 135'. | New | Blair Local Park | 108.01 | 51 (Aka 111) | University Blvd E | Silver Spring | R-60 | M-NCPPC | M-NCPPC | Public | 39.0172 | -77.0073 | Monopole | 195 | 0 | Justin Blanset | 2017-10-17 | 2018-01-03 | Withdrawn | Fire Station 16 |  | https://montgomerycountytfcg.s3.amazonaws.com/Applications/MC201712-05Application.pdf
201712-01 | Verizon Wireless | Antenna Changeout. replacing [six or 12] panels at 128’ and 137’ on a 117’ office building. | Minor Modification | World Building Tower | 173 | 8121 | Georgia Ave | Silver Spring | CR-3.0 C-3.0 R-3.0 H-130 | World Building LLC |  | Private | 38.9911 | -77.0261 | Building | 117 | 0 | Shea Beltran | 2017-10-13 |  | Withdrawn | World Building |  | https://montgomerycountytfcg.s3.amazonaws.com/Applications/MC201712-01+Application.pdf
201712-02 | Verizon Wireless | Antenna Change out. replacing six panels at 115’ on a 125’ monopole. | Minor Modification | Argyle Country Club | 111 | 14600 | Argyle Club Rd | Silver Spring | RE-2 | Argyle Land Company |  | Private | 39.0961 | -77.0526 | Monopole | 125 | 0 | Shea Beltran | 2017-10-13 | 2018-01-03 | Recommended | Bel Pre |  | https://montgomerycountytfcg.s3.amazonaws.com/Applications/MC201712-02Application.pdf
201711-15 | Verizon Wireless | Antenna Change Out - replacing six panels and six RRHs at 106’ on a 99’ apartment building | Minor Modification | Summit Hills Apartments | 58 | 8484 | 16th St | Silver Spring | CR-2.5 C-0.25 R-2.5 H-145 | Summit Hills LLC |  | Private | 38.9951 | -77.037 | Building | 98.8 | 0 | Shea Beltran | 2017-10-11 |  | Withdrawn | Summit Hills |  | https://montgomerycountytfcg.s3.amazonaws.com/Applications/MC201711-15.pdf
201711-16 | T-Mobile | Colocation - attaching four panels and one dish at 21’, 24’, and 29’ on a 21’ building. Equipment will be located on the roof. | Colocation | Milestone Center | 615 | 21030 | Frederick Rd | Germantown | CRT-0.75 | Milestone Retail Leasing LLC |  | Public | 39.201 | -77.247 | Building | 16 | 0 | Jessica Bingham | 2017-10-11 | 2017-11-01 | Recommended | 7WAN243G |  | https://montgomerycountytfcg.s3.amazonaws.com/Applications/MC201711-16Application.pdf
201711-17 | Verizon Wireless | Antenna Change Out - is removing three panels and adding six RRHs at 146’ on a 160’ apartment building. | Minor Modification | Classic Residence | 19 | 8100 | Connecticut Ave | Chevy Chase | R-10 | SNH CCMD Properties LLC |  | Private | 38.9917 | -77.0778 | Building | 138 | 0 | Leigh Dukatt | 2017-10-11 | 2017-11-01 | Recommended | Rollingwood |  | https://montgomerycountytfcg.s3.amazonaws.com/Applications/MC201711-17Application.pdf
201711-18 | Sprint/Nextel | Attach three 72" -high panel antennas at 138’ on a 140’ monopole. | Minor Modification | Lloyd Property | 268 | 21410 | Beallsville Rd | Dickerson | AR | DRISKELL LISBETH I DRISKELL BRIAN V |  | Private | 39.2086 | -77.3853 | Monopole | 140 | 0 | Steven Fanshaw | 2017-10-11 | 2017-11-01 | Recommended | WA54XC683 |  | https://montgomerycountytfcg.s3.amazonaws.com/Applications/MC201711-18Application.pdf
201711-19 | Sprint/Nextel | Attach three 72"-high panel antennas at 224’ on a 226’ tower. | Minor Modification | Izaak Walton League | 6 | 18301 | Waring Station Rd | Germantown | R-200 | Izaak Walton League |  | Private | 39.1551 | -77.2535 | Tower | 224 | 0 | Steven Fanshaw | 2017-10-11 | 2017-11-01 | Recommended | DC03XC144 |  | https://montgomerycountytfcg.s3.amazonaws.com/Applications/MC201711-19Application.pdf
201711-20 | Sprint/Nextel | Antenna add - adding three panels at 150’ on a 150’ monopole. | Minor Modification | Colesville Monopole | 76 | 49 | Randolph Rd | Colesville | NR-0.75 H-45 | A.I. GLENVIEW LLC M & ML PATRIOT LLC ETAL |  | Private | 39.0764 | -77.0028 | Monopole | 150 | 0 | Steven Fanshaw | 2017-10-11 | 2017-11-01 | Recommended | DC03XC271 |  | https://montgomerycountytfcg.s3.amazonaws.com/Applications/MC201711-20Application.pdf
201711-21 | Sprint/Nextel | Antenna add - adding three panels at 253’ on a 480’ tower. | Minor Modification | Shumaker Property | 127 | 0 | Peach Tree Rd | Boyds | AR | Shumaker Family Properties LLC |  | Private | 39.1996 | -77.3481 | Tower | 150 | 0 | Steven Fanshaw | 2017-10-11 | 2017-11-01 | Recommended | WA33XC099 |  | https://montgomerycountytfcg.s3.amazonaws.com/Applications/MC201711-21Application.pdf
201711-22 | Sprint/Nextel | Replace three 72” -high antennas at 154' on a 179' monopole. | Minor Modification | Wheaton Park Maint. Yard | 65 | 12012 | Alpert Ln | Silver Spring | R-90 | M-NCPPC | AT&T | Public | 39.0532 | -77.0286 | Monopole | 180 | 0 | Steven Fanshaw | 2017-10-11 | 2017-11-01 | Recommended | WA54XC914 |  | https://montgomerycountytfcg.s3.amazonaws.com/Applications/MC201711-22Application.pdf
201711-23 | Sprint/Nextel | Antenna add - adding three panels at 110’ on a 130’ stealth tree monopole | Minor Modification | Avenel Golf Course | 55 | 10010 | Oaklyn Dr | Potomac | RE-2C | WSSC | WSSC | Public | 38.9951 | -77.2038 | Monopole | 130 | 0 | Steven Fanshaw | 2017-10-11 | 2017-11-01 | Recommended | WA33XC201 |  | https://montgomerycountytfcg.s3.amazonaws.com/Applications/MC201711-23Application.pdf
201711-24 | Sprint/Nextel | Antenna Add adding three panels at 128’ on a 150’ monopole. | Minor Modification | Fire Station 33 | 37 | 11430 | Falls Rd | Potomac | R-200 | Rockville Volunteer Fire Dept. | Fire | Private | 39.0437 | -77.1939 | Monopole | 150 | 0 | Steven Fanshaw | 2017-10-11 | 2017-11-01 | Recommended | DC03XC054 |  | https://montgomerycountytfcg.s3.amazonaws.com/Applications/MC201711-24Application.pdf
201711-14 | T-Mobile | Antenna Change Out: Remove six and attach three 93"-high and six 56"-high panel antennas; remove six TMAs and adding three RRHs at 195' on a 300’ tower. | Minor Modification | Montg College Germantown | 153 | 20200 | Observation Dr | Germantown | LSC-2.0 | Board of Comm College Trustees for Montgomery Coun | WSSC | Public | 39.1846 | -77.2499 | Tower | 300 | 0 | Elizabeth Dietrich | 2017-10-10 | 2017-12-06 | Recommended | 7WAN018A |  | https://s3.amazonaws.com/montgomerycountytfcg/Applications/MC201711-14.pdf
201711-13 | Verizon Wireless | Antenna Change Out - removing 12, and adding six, panels at 118’ on a 123’ PEPCO transmission pole | Minor Modification | Pepco 666-S | 479 | 10611 | Westlake Dr | Bethesda | R-90 | Pepco | Pepco | Private | 39.0315 | -77.1478 | Tower | 123 | 0 | Leigh Dukatt | 2017-10-09 | 2017-11-01 | Recommended | 270 Split |  | https://montgomerycountytfcg.s3.amazonaws.com/Applications/MC201711-13Application.pdf
201711-12 | T-Mobile | Antenna Change Out | Minor Modification | Pepco 111-S | 224 | 7600 | Hadley Farms Dr | Gaithersburg | R-90 | Pepco | Pepco | Private | 39.1856 | -77.1521 | Tower | 135 | 0 | Ryan Fitzgerald | 2017-10-02 | 2017-11-01 | Recommended | WAN156D |  | https://montgomerycountytfcg.s3.amazonaws.com/Applications/MC201711-12Application.pdf
201711-07 | Verizon Wireless | Antenna Change out - removing nine, and adding six, panels at 100’ on a 94’ office building. | Minor Modification | Potomac Water Filt. Plant | 91 | 12200 | River Rd | Rockville | RE-2 | WSSC | WSSC | Public | 39.0405 | -77.2537 | Building | 81.3 | 0 | Leigh Dukatt | 2017-09-25 | 2017-11-01 | Recommended | Watts Branch |  | https://montgomerycountytfcg.s3.amazonaws.com/Applications/MC201711-07Application.pdf
201711-08 | Verizon Wireless | Antenna Change out. replacing six panels at 128’ on a 143’ monopole. | Minor Modification | Gymkhana Club | 56 | 14100 | River Rd | Rockville | RE-2 | River Road Development Inc |  | Private | 39.063 | -77.2925 | Monopole | 143.6 | 0 | Leigh Dukatt | 2017-09-25 | 2017-11-01 | Recommended | Bretton Woods |  | https://montgomerycountytfcg.s3.amazonaws.com/Applications/MC201711-08Application.pdf
201711-09 | Verizon Wireless | Antenna change out removing nine, and adding six, panels at 126’ on a 745’ tower. | Minor Modification | Pinnacle Towers | 21 | 5202 | River Rd | Bethesda | IM-2.5 H-50 | Pinnacle Towers Inc |  | Private | 38.9639 | -77.1047 | Tower | 744.5 | 0 | Leigh Dukatt | 2017-09-25 | 2017-11-01 | Recommended | River Road |  | https://montgomerycountytfcg.s3.amazonaws.com/Applications/MC201711-09Application.pdf
201711-10 | Verizon Wireless | Antenna Change Out replacing six panels at 147’ and 157’ on a 151’ apartment building. | Minor Modification | Park Ritchie Apts | 48 | 7600 | Maple Ave | Takoma Park | R-10 | Park Ritchie LLC |  | Private | 38.9839 | -77.008 | Building | 151 | 0 | Leigh Dukatt | 2017-09-25 | 2017-11-01 | Recommended | Takoma Park |  | https://montgomerycountytfcg.s3.amazonaws.com/Applications/MC201711-10Application.pdf
201711-11 | Verizon Wireless | Antenna Change out. removing nine, and adding six, panels at 125’ on a 126’ monopole. | Minor Modification | Cabin John VFW Post | 60 | 11511 | MacArthur Blvd | Potomac | RE-2 | Cabin John Memorial Post 5633 |  | Private | 38.9963 | -77.2381 | Monopole | 126 | 0 | Leigh Dukatt | 2017-09-25 | 2017-11-01 | Recommended | C&O Canal |  | https://montgomerycountytfcg.s3.amazonaws.com/Applications/MC201711-11Application.pdf
201711-06 | Verizon Wireless | Antenna add - Removing three panels, relocating three panels and three RRH , and adding 3 RRHs at 107’ on a 120’ monopole. | Minor Modification | Baptist Home | 147 | 6301 | Greentree Rd | Bethesda | R-60 | Baptist Home for Children |  | Private | 39.0026 | -77.1273 | Monopole | 120 | 0 | Leigh Dukatt | 2017-09-18 | 2017-10-04 | Recommended | Bradley Woods |  | https://montgomerycountytfcg.s3.amazonaws.com/Applications/MC201711-06Application.pdf
201711-01 | Verizon Wireless | Antenna Change Out: Remove twelve and replace six 72"-high panel antennas and attach three RRHs at 110’ on 135’ monopole | Minor Modification | Bretton Woods | 327 | 15700 | River Rd | Germantown | RC | International Monetary Fund |  | Public | 39.0762 | -77.3281 | Monopole | 131 | 0 | Wesley Winner | 2017-09-15 | 2017-12-06 | Recommended | Seneca |  | https://s3.amazonaws.com/montgomerycountytfcg/Applications/MC201711-01.pdf
201711-02 | Verizon Wireless | Antenna Change out [removing nine, and] adding six, panels and adding [three or six] RRHs at 112’ on 134’ water tank. | Minor Modification | Cabin John Water Tank | 132 | 6711 | Tomlinson Terr | Cabin John | R-200 | WSSC | WSSC | Public | 38.9782 | -77.1597 | Water Tank | 133.5 | 0 | Wesley Winner | 2017-09-15 | 2017-11-01 | Recommended | Cabin John |  | https://montgomerycountytfcg.s3.amazonaws.com/Applications/MC201711-02Application.pdf
201711-03 | Verizon Wireless | Remove nine antennas and six RRHs and attach six 96"-high, six 72"-high panel antennas and nine RRHs. All at 120' on 115' apartment building. An equipment cabinet will also be replaced. | Minor Modification | Palisades Apts | 422 | 4853 | Cordell Ave | Bethesda | CR-5.0 C-5.0 R-5.0 H-175 | Triangle Towers LLC |  | Private | 38.9902 | -77.0981 | Building | 115.5 | 0 | Wesley Winner | 2017-09-15 | 2018-04-04 | Recommended | Bethesda |  | https://montgomerycountytfcg.s3.amazonaws.com/Applications/MC201711-03+Application.pdf
201711-04 | T-Mobile | Colocation. Installing cabinets and attaching eight panels [and one dish] at 67’ on a 60’ office building. | Colocation | Century 21 Building | 334 | 20010 | Century Blvd | Germantown | CR-2.0 | Rickman Century LLC |  | Private | 39.1856 | -77.26 | Building | 60 | 0 | Chase Cotter | 2017-09-15 | 2017-12-06 | Recommended | 7WAN633E |  | https://s3.amazonaws.com/montgomerycountytfcg/Applications/MC201711-04.pdf
201711-05 | T-Mobile | Antenna Change out- replacing six panels at 137' on a 134' PEPCO tower | Minor Modification | Pepco 29-S | 69 | 0 | Peach Tree Rd | Dickerson | AR | Pepco | Pepco | Private | 39.1778 | -77.3859 | Tower | 135 | 0 | Ryan Fitzgerald | 2017-09-15 | 2017-11-01 | Recommended | WAN178B |  | https://montgomerycountytfcg.s3.amazonaws.com/Applications/MC201711-05Application.pdf
201710-12 | Verizon Wireless | Antenna Change out - replacing six panels and adding three RRHs at [100’ and 106’] on a [100’] water tank. | Minor Modification | Olney Water Tank | 25 | 17710 | Buehler Rd | Olney | RT-12.5 | WSSC | WSSC | Public | 39.1478 | -77.0644 | Water Tank | 118 | 0 | Wesley Winner | 2017-09-13 | 2017-10-04 | Recommended | Olney |  | https://montgomerycountytfcg.s3.amazonaws.com/Applications/MC201710-12Application.pdf
201710-13 | Verizon Wireless | MM [replacing three] [adding six] RRHs at [84' and/or 93’] on an 80’ apartment building. | Minor Modification | 6900 Wisconsin | 332 | 6900 | Wisconsin Ave | Chevy Chase | CR-3.0 | 6900 Wisconsin LLC |  | Private | 38.9785 | -77.0917 | Building | 80 | 0 | Wesley Winner | 2017-09-13 | 2017-11-01 | Recommended | Bethesda South |  | https://montgomerycountytfcg.s3.amazonaws.com/Applications/MC201710-13Application.pdf
201710-14 | Verizon Wireless | Attach three RRHs at 95' on a 96' water tank. | Minor Modification | Cedar Lane Water Tank | 397 | 5417 | Cedar Ln W | Bethesda | R-60 | WSSC | WSSC | Public | 39.005 | -77.109 | Water Tank | 94.17 | 0 | Wesley Winner | 2017-09-13 | 2017-12-06 | Recommended | Ewing |  | https://s3.amazonaws.com/montgomerycountytfcg/Applications/MC201710-14.pdf
201710-11 | Verizon Wireless | Colocation attaching twelve 96"-high panel antennas at 148’ on a 150’ monopole. Equipment and generator to be place in existing compound. | Colocation | Wildlife Club Monopole | 428 | 26430 | Mullinix Mill Rd | Mt. Airy | AR | Wildlife Achievement Club |  | Private | 39.2927 | -77.153 | Monopole | 149 | 0 | Jessica Bingham | 2017-09-11 | 2017-10-04 | Recommended | Boot Jack |  | https://montgomerycountytfcg.s3.amazonaws.com/Applications/MC201710-11Application.pdf
201710-10 | Verizon Wireless | Remove three and attach six RRHs at 122’ on a 126’ tower. | Minor Modification | AT&T Long Line Tower | 120 | 12419 | Middlebrook Rd | Germantown | IM-2.5 H-50 | American Tower Inc. |  | Private | 39.1769 | -77.2572 | Tower | 125 | 0 | Shea Beltran | 2017-09-07 | 2017-12-06 | Recommended | Germantown |  | https://s3.amazonaws.com/montgomerycountytfcg/Applications/MC201710-10.pdf
201710-09 | T-Mobile | Antenna Add - adding one panel at 120’ on a 150’ monopole | Minor Modification | Hungerford Property | 244 | 14615 | Clopper Rd | Boyds | IM-0.25 H-50 | Walter Hungerford & Sons |  | Private | 39.1824 | -77.3029 | Monopole | 150 | 0 | Katherine Blackwood | 2017-08-30 | 2017-10-04 | Recommended | 7WAN177D |  | https://montgomerycountytfcg.s3.amazonaws.com/Applications/MC201710-09Application.pdf
201710-08 | Verizon Wireless | Antenna change out replacing six RRHs panels at 103” on a 120’ monopole. | Minor Modification | Airpark Industrial Center | 83 | 7707 | Airpark Rd | Gaithersburg | IL-1.0 H-50 | Crown Atlantic Co LLC |  | Private | 39.1715 | -77.1578 | Monopole | 120 | 0 | Shari Saslaw | 2017-08-29 | 2017-10-04 | Recommended | Montgomery County Airpark |  | https://montgomerycountytfcg.s3.amazonaws.com/Applications/MC201710-08Application.pdf
201710-07 | Verizon Wireless | Antenna Change out - replacing six panels at 90’ on a 110’ monopole. | Minor Modification | Silver Spring YMCA | 4 | 9800 | Hastings Dr | Silver Spring | R-60 | n |  | Private | 39.0159 | -77.0134 | Monopole | 120 | 0 | Leigh Dukatt | 2017-08-28 | 2017-10-04 | Recommended | Woodmoor |  | https://montgomerycountytfcg.s3.amazonaws.com/Applications/MC201710-07Application.pdf
201710-06 | T-Mobile | Colocation attaching eight panels, one dish, and four RRHs at 44’ on a 40’ office building. The antennas and associated equipment will be behind RF screening. | Colocation | Educational Systems FCU | 457 | 15901 | Frederick Rd | Rockville | CR-2.0, C-1.0, R-1.5, H-120 | Educational Systems FCU |  | Private | 39.1162 | -77.1665 | Building | 37 | 0 | Wesley Winner | 2017-08-24 | 2017-09-19 | Withdrawn | 7WAN621 |  | https://montgomerycountytfcg.s3.amazonaws.com/Applications/MC201710-06+Application.pdf
201710-01 | Verizon Wireless | Antenna Change Out: Remove nine and replace six 96"-high panel antenna at 90’ on a 110’ monopole. | Minor Modification | Northwood High School | 192 | 919 | University Blvd | Silver Spring | R-60 | Board of Education | School | Public | 39.0366 | -77.0223 | Monopole | 110 | 0 | Shea Beltran | 2017-08-23 | 2017-12-06 | Recommended | Caddington |  | https://s3.amazonaws.com/montgomerycountytfcg/Applications/MC201710-01.pdf
201710-02 | Verizon Wireless | Antenna Change Out replacing 12 panels at 107’ on a 130’ monopole. | Minor Modification | Albert Einstein High School | 298 | 11135 | Newport Mill Rd | Silver Spring | R-60 | MCPS | School | Public | 39.0401 | -77.0646 | Monopole | 130 | 0 | Shea Beltran | 2017-08-23 | 2018-04-03 | Withdrawn | Newport Mill |  | https://montgomerycountytfcg.s3.amazonaws.com/Applications/MC201710-02.pdf
201710-03 | Verizon Wireless | Antenna Change Out - Remove nine and replace six 73"-high panel antennas at 152’ on a 150’ monopole. | Minor Modification | Knights of Columbus 2 | 13.02 | 17001 | Overhill Rd | Derwood | RE-1 | Montg Cncl K C Bldg Corp |  | Private | 39.1346 | -77.1414 | Monopole | 150 | 0 | Shea Beltran | 2017-08-23 | 2017-12-06 | Recommended | Derwood |  | https://s3.amazonaws.com/montgomerycountytfcg/Applications/MC201710-03.pdf
201710-04 | Verizon Wireless | Antenna Change Out - removing nine, and adding six, panels, at [103’] on a 161’ monopole | Minor Modification | Fire Station 31 | 10 | 12100 | Darnestown Rd | Gaithersburg | R-200 | Montgomery County |  | Public | 39.1161 | -77.2512 | Monopole | 161 | 0 | Shea Beltran | 2017-08-23 | 2018-01-03 | Recommended | Quince Orchard |  | https://montgomerycountytfcg.s3.amazonaws.com/Applications/MC201710-04Application.pdf
201710-05 | Verizon Wireless | Antenna Change Out: Remove twevle and replace six 96"-high panel antennas at 212’ on a 480’ tower. | Minor Modification | Shumaker Property | 127 | 0 | Peach Tree Rd | Boyds | AR | Shumaker Family Properties LLC |  | Private | 39.1996 | -77.3481 | Tower | 150 | 0 | Shea Beltran | 2017-08-23 | 2017-12-06 | Recommended | Peach Tree |  | https://s3.amazonaws.com/montgomerycountytfcg/Applications/MC201710-05.pdf
201709-18 | T-Mobile | Antenna Change Out - Removing six, and adding three, panels at 132’ on a 135’ PEPCO tower. | Minor Modification | Pepco 683-E | 600 | 18300B | Bowie Mill Rd | Olney | RE-1 | Pepco |  | Private | 39.1563 | -77.0922 | Tower | 134 | 0 | Ryan Fitzgerald | 2017-08-16 | 2017-10-04 | Recommended | WAN491A |  | https://montgomerycountytfcg.s3.amazonaws.com/Applications/MC201709-18Application.pdf
201709-19 | T-Mobile | Antenna Change Out - replacing three panels at 100’ on a 100’ monopole. | Minor Modification | Earhart Monopole | 412 | 18920 | Earhart Ct | Gaithersburg | IL-1.0 | Storage Portfolio LLC |  | Private | 39.1689 | -77.1731 | Monopole | 100 | 0 | Ryan Fitzgerald | 2017-08-16 | 2017-10-04 | Recommended | 7WAN386A |  | https://montgomerycountytfcg.s3.amazonaws.com/Applications/MC201709-19Application.pdf
201709-17 | Verizon Wireless | Antenna Change Out replacing six panels at 257’ on a 252’ tower (Montgomery County Owned) | Minor Modification | Damascus Tower | 78 | 26149 | Ridge Rd | Damascus | CRT-1.75 C-1.0 R-0.75 H-55 T | Montgomery County | County | Public | 39.2864 | -77.2069 | Tower | 260 | 0 | Leigh Dukatt | 2017-08-10 | 2018-11-01 | Withdrawn | Damascus |  | https://montgomerycountytfcg.s3.amazonaws.com/Applications/MC201709-17+Revised+9.18.17.pdf
201709-14 | Verizon Wireless | Antenna Change Out - replacing nine panels at 125’ on a 128’ office building. | Minor Modification | Democracy Plaza II | 131 | 6707 | Democracy Blvd | Bethesda | CR-1.5, C-1.0, R-0.75, H-150 | Rock Spring Properties |  | Private | 39.0231 | -77.1377 | Building | 110.3 | 0 | Leigh Dukatt | 2017-08-09 | 2017-09-06 | Recommended | Democracy |  | https://montgomerycountytfcg.s3.amazonaws.com/Applications/MC201709-14Application.pdf
201709-15 | Verizon Wireless | Antenna Change Out - removing 12 panels and3 RRHs; adding 6 panels and 6 RRHs at 102’ on a 105’ office building | Minor Modification | Silver Spring Metro | 483 | 1335 | East-West Hwy | Silver Spring | CR-8.0 | United States Governement |  | Private | 38.9935 | -77.0316 | Building | 106 | 0 | Wesley Winner | 2017-08-09 | 2018-02-07 | Recommended | Silver Spring Metro |  | https://montgomerycountytfcg.s3.amazonaws.com/Applications/MC201709-15Application.pdf
201709-16 | T-Mobile | Colocation - Attach eight panel antennas, four 57"-high and four 93"-high, and four RRHs at 121’ on a 125’ office building. Equipment cabinets will be placed on the roof. | Colocation | Bethesda Marriott | 614 | 6711 | Democracy Blvd | Bethesda | CR-1.5, C-1.0, R-0.75, H-150 | Rock Springs Properties |  | Public | 39.022 | -77.1385 | Building | 125 | 0 | Wesley Winner | 2017-08-09 | 2017-09-06 | Recommended | 7WAN625 |  | https://montgomerycountytfcg.s3.amazonaws.com/Applications/MC201709-16Application.pdf
201709-13 | Verizon Wireless | Replacing three Remote Radio Heads and attaching three additional Remote Radio Heads. All six will be at 160’ on a 180’ tower. | Minor Modification | Troop 52 Forest Preserve | 113 | 16100 | Darnestown Rd | Dawsonville | AR | Seneca Creek Forest Preserve Inc |  | Private | 39.1343 | -77.335 | Tower | 180 | 0 | Leigh Dukatt | 2017-08-07 | 2017-09-06 | Recommended | Dawsonville |  | https://montgomerycountytfcg.s3.amazonaws.com/Applications/MC201709-13Application.pdf
201709-12 | Verizon Wireless | Antenna Change Out: Remove twelve and replace six panel antennas at 89’ and 93’ on a 97’ apartment building. | Minor Modification | Londonderry Apts | 17 | 17060 | King James Way | Gaithersburg | R-20 | Londonderry Afforadable LLC |  | Private | 39.1361 | -77.2069 | Building | 81 | 0 | Leigh Dukatt | 2017-08-03 | 2017-10-04 | Recommended | NIST |  | https://montgomerycountytfcg.s3.amazonaws.com/Applications/MC201709-12Application.pdf
201709-11 | Verizon Wireless | Antenna Change Out: Replacing 16 panel antennas, and removing eight, and adding 12 96"-high RRHs at the 165' and 155’level on a 169' apartment building. | Minor Modification | Highland House | 497 | 5480 | Wisconsin Ave | Chevy Chase | CR-3.0 C-2.0 R-2.75 H-90 T | Highland House |  | Private | 38.9634 | -77.0873 | Building | 142 | 0 | Leigh Dukatt | 2017-08-02 | 2017-09-06 | Recommended | Friendship Heights |  | https://montgomerycountytfcg.s3.amazonaws.com/Applications/MC201709-11Application.pdf
201709-10 | T-Mobile | Antenna Change Out - replacing 3 panel antennas at 124' tower. The tower has a special exception (S-2540) The orginal top diameter of the flagpole was 19-20in The tower plans state a 36 in diameter. | Minor Modification | Goshen Church monopole | 271 | 7700 | Brink Rd | Gaithersburg | R-200 | Goshen United Methodist Church | Church | Private | 39.2097 | -77.1574 | Monopole | 129 | 0 | Steven Fanshaw | 2017-07-28 | 2017-09-06 | Recommended | 7WAN587B |  | https://montgomerycountytfcg.s3.amazonaws.com/Applications/MC201709-10Application.pdf
201709-08 | Sprint/Nextel | Antenna Change Out - Changing out 3 antennas and enlarging shroud (canisters) on a special exeption tower (S-2582) - Flag pole at 95'. | Minor Modification | Grace Fellowship | 276 | 8425 | Damascus Rd | Damascus | AR | Potomac Conf. 7th Day Adventist | Church | Private | 39.2833 | -77.1745 | Monopole | 97 | 0 | Michael Wingard | 2017-07-25 | 2017-09-06 | Recommended | Damascus |  | https://montgomerycountytfcg.s3.amazonaws.com/Applications/MC201709-08Application.pdf
201709-09 | Verizon Wireless | Antenna Change Out: Remove nine and replace six 73"-high panel antennas at 45’ on a 39’ office building. | Minor Modification | Bank of America Building | 59 | 10000 | Falls Rd | Potomac | NR-0.75 H-35 | Ten Thousand Falls Rd LLC |  | Private | 39.0191 | -77.209 | Building | 33 | 0 | Leigh Dukatt | 2017-07-25 | 2017-09-06 | Recommended | Potomac Center |  | https://montgomerycountytfcg.s3.amazonaws.com/Applications/MC201709-09Application.pdf
201709-07 | Verizon Wireless | Antenna Change Out | Minor Modification | Grosvenor Station | 191 | 10301 | Grosvenor Pl | Rockville | R-10 | Grosvenor Tower LP |  | Private | 39.0261 | -77.1068 | Building | 173.5 | 0 | Leigh Dukatt | 2017-07-19 | 2017-08-02 | Recommended | Grosvenor |  | https://montgomerycountytfcg.s3.amazonaws.com/Applications/MC201709-07Application.pdf
201709-06 | T-Mobile | Colocation | Colocation | Pepco 802422-090020 | 612 | 8127 | Carroll Ave | Takoma Park | R-60 | Montgomery County ROW | Pepco | Private | 38.9923 | -76.9925 | Utility Pole | 25 | -1 | Marco Morales | 2017-07-18 | 2017-09-06 | Withdrawn | T-Mobile @ LGY-020m1 |  | https://montgomerycountytfcg.s3.amazonaws.com/Applications/MC201709-06+Crown+Castle+September+Report+and+Application.pdf
201709-01 | T-Mobile | Antenna Change Out | Minor Modification | Bethesda Country Club | 51.01 | 7601 | Bradley Blvd | Bethesda | R-200 | Bethesda Country Club |  | Private | 39.0153 | -77.1501 | Monopole | 150 | 0 | Ryan Fitzgerald | 2017-07-14 | 2017-08-02 | Recommended | 7WAN048A |  | https://montgomerycountytfcg.s3.amazonaws.com/Applications/MC201709-01Application.pdf
201709-02 | T-Mobile | Antenna Change Out | Minor Modification | Writ Building | 39 | 10400 | Connecticut Ave | Kensington | CRT-2.5 | Knowles Associates |  | Private | 39.0271 | -77.077 | Building | 68 | 0 | Ryan Fitzgerald | 2017-07-14 | 2017-08-02 | Recommended | 7WAN041A |  | https://montgomerycountytfcg.s3.amazonaws.com/Applications/MC201709-02Application.pdf
201709-03 | T-Mobile | Antenna Change Out | Minor Modification | Pepco 163-N | 136 | 1301 | Ashton Rd | Ashton | RC | Pepco | Pepco | Private | 39.1611 | -76.9837 | Tower | 143.3 | 0 | Ryan Fitzgerald | 2017-07-14 | 2017-08-02 | Recommended | 7BAN192A |  | https://montgomerycountytfcg.s3.amazonaws.com/Applications/MC201709-03Application.pdf
201709-04 | T-Mobile | Antenna Change Out | Minor Modification | Pepco 37-N | 263 | 18917 | Bucklodge Rd | Boyds | AR | Pepco | Pepco | Private | 39.1694 | -77.36 | Tower | 150 | 0 | Ryan Fitzgerald | 2017-07-14 | 2017-08-02 | Recommended | WAN516A |  | https://montgomerycountytfcg.s3.amazonaws.com/Applications/MC201709-04Application.pdf
201709-05 | T-Mobile | Antenna Change Out | Minor Modification | Pepco 195-S | 341 | 4751 | Sandy Spring Rd | Burtonsville | R-200 | Pepco | Pepco | Private | 39.106 | -76.9131 | Tower | 150 | 0 | Ryan Fitzgerald | 2017-07-14 | 2017-08-02 | Recommended | Burtonsville |  | https://montgomerycountytfcg.s3.amazonaws.com/Applications/MC201709-05Application.pdf
201708-13 | Verizon Wireless | Antenna Change Out -replacing 12 panels at 132’ on a 152’ monopole. | Minor Modification | Mullinix Farm | 238 | 11416 | Hawkes Rd | Clarksburg | RC | Michael Longshore & Linda Better |  | Private | 39.2464 | -77.2363 | Monopole | 162 | 0 | Leigh Dukatt | 2017-07-12 | 2017-08-02 | Recommended | Cedar Grove |  | https://montgomerycountytfcg.s3.amazonaws.com/Applications/MC201708-13Application.pdf
201708-12 | Verizon Wireless | Antenna Change Out - one panel and one RRH at 54’ on a 48’ office building. | Minor Modification | Quick Printing, Inc. | 518 | 2416 | Blueridge Ave | Silver Spring | CR-5.0 | Quick Printing Inc. |  | Private | 39.0428 | -77.0512 | Building | 48 | 0 | Shea Beltran | 2017-07-11 | 2017-08-02 | Recommended | CVS 1973 |  | https://montgomerycountytfcg.s3.amazonaws.com/Applications/MC201708-12Application.pdf
201708-07 | Earth Networks | Colocation - attaching weather measuring devices at 176’ and 115’ on a 173’ monopole. | Colocation | Knights of Columbus | 13.01 | 17001 | Overhill Rd | Derwood | RE-1 | MONTG CNCL K C BLDG CORP |  | Private | 39.1347 | -77.1418 | Monopole | 173 | 0 | Colleen Khan | 2017-07-07 | 2017-08-02 | Recommended | Derwood |  | https://montgomerycountytfcg.s3.amazonaws.com/Applications/MC201708-07Application.pdf
201708-08 | Verizon Wireless | Colocation | Colocation | Shady Grove Medical Center | 401 | 9850 | Key West Ave | Darnestown | CR-1.0 C-0.5 R-1.0 H-150 | HSRE-Cap Med Shady Grove Med Village LLC |  | Private | 39.1004 | -77.2104 | Building | 52 | 0 | Harold Bernadzikowski | 2017-07-07 | 2017-08-02 | Recommended | West Rockville Relo |  | https://montgomerycountytfcg.s3.amazonaws.com/Applications/MC201708-08Application.pdf
201708-09 | T-Mobile | Antenna Change Out - replacing three panels at 120’ on a 150’ monopole. | Minor Modification | Hungerford Property | 244 | 14615 | Clopper Rd | Boyds | IM-0.25 H-50 | Walter Hungerford & Sons |  | Private | 39.1824 | -77.3029 | Monopole | 150 | 0 | Katherine Blackwood | 2017-07-07 | 2017-08-02 | Recommended | 7WAN177D |  | https://montgomerycountytfcg.s3.amazonaws.com/Applications/MC201708-09Application.pdf
201708-10 | T-Mobile | Antenna Change Out - replacing three panels at 90’ on a 120’ monopole. | Minor Modification | Leaman Property | 86 | 13820 | Clopper Rd | Boyds | R-200 | American Tower Asset Sub 2 LLC |  | Private | 39.1652 | -77.2908 | Monopole | 125 | 0 | Katherine Blackwood | 2017-07-07 | 2017-08-02 | Recommended | 7WAN454A |  | https://montgomerycountytfcg.s3.amazonaws.com/Applications/MC201708-10Application.pdf
201708-11 | T-Mobile | Antenna Change Out - replacing two panels at 59’ on a 50’ office building. | Minor Modification | Crossroads Building | 273 | 7676 | New Hampshire Ave | Takoma Park | CRT-2.5 | 7676 New Hampshire L.P. |  | Private | 38.9874 | -76.9885 | Building | 40 | 0 | Justin Blanset | 2017-07-07 | 2017-08-02 | Recommended | 7WAS243A |  | https://montgomerycountytfcg.s3.amazonaws.com/Applications/MC201708-11Application.pdf
201708-04 | Verizon Wireless | Antenna Change Out: Replace twelve 96"-high panel antennas and six RRHs at 112' on a 105' apartment building. | Minor Modification | Park Montgomery II | 239 | 8830 | Piney Branch Rd | Silver Spring | R-10 | Pineway Towers Condominium Inc |  | Private | 39.0003 | -76.9928 | Building | 102.5 | 0 | Leigh Dukatt | 2017-07-06 | 2017-08-02 | Recommended | Montgomery Knolls |  | https://montgomerycountytfcg.s3.amazonaws.com/Applications/MC201708-04Application.pdf
201708-05 | T-Mobile | Antenna Change Out:- Replace one 57"-inch high and one 73"-high panel antenna at 155’ on a 155’ office building. | Minor Modification | Continental Plaza | 154 | 7101 | Wisconsin Ave | Bethesda | CR-3.0 C-3.0 R-2.75 H-145 | 7101 Wisconsin Owner LLC |  | Private | 38.9803 | -77.0918 | Building | 145 | 0 | Caitlin Ratzlaff | 2017-07-06 | 2017-12-06 | Recommended | 7WAN266B |  | https://s3.amazonaws.com/montgomerycountytfcg/Applications/MC201708-05.pdf
201708-06 | T-Mobile | Antenna add - adding one panel at 150’ on a 150’ monopole. | Minor Modification | Milestone | 148 | 1 | Milestone Center Ct | Germantown | CR-2.0 C-1.75 R-0.5 H-125 T | WMMH Building LLC |  | Public | 39.2004 | -77.2591 | Monopole | 150 | 0 | Caitlin Ratzlaff | 2017-07-06 | 2017-11-01 | Recommended | 7WAN284A |  | https://montgomerycountytfcg.s3.amazonaws.com/Applications/MC201708-06Application.pdf
201708-02 | Verizon Wireless | Remove two cabinets and install a backup generator on the roof of a 198' apartment building.apartment building. | Minor Modification | Rock Creek Terrace Apts | 8 | 12630 | Veirs Mill Rd | Rockville | R-10 | Rock Creek Terrace LP |  | Private | 39.0631 | -77.0964 | Building | 153 | 0 | CeeCee Middlebrooks | 2017-07-05 | 2017-08-02 | Recommended | Parklawn |  | https://montgomerycountytfcg.s3.amazonaws.com/Applications/MC201708-02Application.pdf
201708-03 | T-Mobile | Antenna Change Out | Minor Modification | Argyle Country Club | 111 | 14600 | Argyle Club Rd | Silver Spring | RE-2 | Argyle Land Company |  | Private | 39.0961 | -77.0526 | Monopole | 125 | 0 | Katherine Blackwood | 2017-07-05 | 2017-08-02 | Recommended | 7WAN076A |  | https://montgomerycountytfcg.s3.amazonaws.com/Applications/MC201708-03Application.pdf
201708-01 | Verizon Wireless | Antenna Change Out | Minor Modification | Parkside Plaza | 255 | 9039 | Sligo Creek Pkwy | Silver Spring | R-10 | Parkside Plaza Condo |  | Private | 39.0042 | -77.0136 | Building | 150 | 0 | Leigh Dukatt | 2017-06-28 | 2017-08-02 | Recommended | Parkside Plaza |  | https://montgomerycountytfcg.s3.amazonaws.com/Applications/MC201708-01Application.pdf
201707-23 | T-Mobile | Antenna Change Out | Minor Modification | Kenwood Country Club | 30 | 5601 | River Rd | Bethesda | R-90 | Kenwood Country Club |  | Private | 38.9766 | -77.1142 | Tower | 230 | 0 | Elizabeth Dietrich | 2017-06-21 |  | Withdrawn | 7WAN097B |  | https://montgomerycountytfcg.s3.amazonaws.com/Applications/MC201707-23.pdf
201707-24 | T-Mobile | Antenna Change Out: Replace four 57"-high panel antennas at 140' on a 122' apartment building. | Minor Modification | Arcola Towers | 374 | 1135 | University Blvd | Silver Spring | R-H | Arcola Towers Rad Limited Partnership | County | Public | 39.0388 | -77.0306 | Building | 122 | 0 | Elizabeth Dietrich | 2017-06-21 | 2017-08-02 | Recommended | 7WAN139F |  | https://montgomerycountytfcg.s3.amazonaws.com/Applications/MC201707-24Application.pdf
201707-25 | T-Mobile | Antenna Change Out - Replace three 57" panel antennas at 38' on a 40' office building.eplacing three panels at 38’ on a 40’ office building. | Minor Modification | Loughlin Building | 343 | 4110 | Aspen Hill Rd | Rockville | EOF-1.5 | Loughlin Management |  | Private | 39.08 | -77.0814 | Building | 30 | 0 | Elizabeth Dietrich | 2017-06-21 | 2017-08-02 | Recommended | 7WAN184H |  | https://montgomerycountytfcg.s3.amazonaws.com/Applications/MC201707-25Application.pdf
201707-26 | Sprint/Nextel | Antenna Change Out - Sprint is replacing six panels and adding nine RRHs at 110’ on a 116’ PEPCO pole. | Minor Modification | Pepco 662-S | 79 |  | Seven Locks Rd/Tuckerman Ln | Potomac | R-90 | Pepco | Pepco | Private | 39.0367 | -77.1603 | Tower | 116 | 0 | Randell Holmes | 2017-06-21 | 2017-07-12 | Recommended | DC03XC379 |  | https://s3.amazonaws.com/montgomerycountytfcg/Applications/MC201707-26.pdf
201707-27 | Sprint/Nextel | Antenna Change Out - replacing six panels and adding nine RRHs at 150’ on a 142’ PEPCO tower | Minor Modification | Pepco 681-W | 247 | 18000 | Wickham Rd | Brookeville | RE-1 | Pepco | Pepco | Private | 39.1616 | -77.0959 | Tower | 143 | 0 | Randell Holmes | 2017-06-21 | 2017-07-12 | Recommended | WA54XC513 |  | https://s3.amazonaws.com/montgomerycountytfcg/Applications/MC201707-27.pdf
201707-28 | Sprint/Nextel | Antenna Change Out - replacing six panels, and adding one dish and nine RRHs, at 140’ on a 142’ PEPCO tower. | Minor Modification | Pepco 148-N | 193.01 | 0 | Gold Mine Rd | Brinklow | R-C | Pepco | Pepco | Private | 39.1802 | -77.0277 | Tower | 146 | 0 | Randell Holmes | 2017-06-21 | 2017-07-12 | Recommended | WA54XC674 |  | https://s3.amazonaws.com/montgomerycountytfcg/Applications/MC201707-28.pdf
201707-29 | T-Mobile | Antenna Change Out | Minor Modification | MDOT-Kensington | 77 | 9200 | Kensington Pkwy | Kensington | R-90 | MDOT / State Hwy Admin. |  | Private | 39.0077 | -77.075 | Monopole | 160 | -1 | Elizabeth Dietrich | 2017-06-21 |  | Withdrawn |  |  | https://montgomerycountytfcg.s3.amazonaws.com/Applications/MC201707-29.pdf
201707-20 | T-Mobile | Antenna Change Out:Replace three 57-high panel antennas; two at 120' and one at 124' on a 116' office building | Minor Modification | Verizon Building | 36 | 13100 | Columbia Pike | Silver Spring | EOF-0.75 H-100 T | Chesapeake and Potomac Tele Co MD |  | Private | 39.0713 | -76.9589 | Building | 68 | 0 | Elizabeth Dietrich | 2017-06-19 | 2017-08-02 | Recommended | 7WAN019A |  | https://montgomerycountytfcg.s3.amazonaws.com/Applications/MC201707-20Application.pdf
201707-21 | T-Mobile | Antenna Change Out - Replace four 96"-high and attach four additonal 56"-high panel antennas at 44' on a 44' building | Minor Modification | Layhill Rd | 242 | 14301 | Layhill Rd | Silver Spring | EOF-1.5, H-75 | Layhill Associates LLC |  | Private | 39.091 | -77.0444 | Building | 24 | 0 | Elizabeth Dietrich | 2017-06-19 | 2017-08-02 | Recommended | 7WAN086A |  | https://montgomerycountytfcg.s3.amazonaws.com/Applications/MC201707-21Application.pdf
201707-22 | T-Mobile | Antenna Change Out: Replace three 57"-high panel antennas at 183' on a 180' apartment building. | Minor Modification | Westwood Towers Apts | 33 | 5401 | Westbard Ave | Bethesda | CRT-3.0 | Housing Opportunities Comm Montgomery County |  | Private | 38.9643 | -77.1062 | Building | 150 | 0 | Elizabeth Dietrich | 2017-06-19 | 2017-08-02 | Recommended | 7WAN033A |  | https://montgomerycountytfcg.s3.amazonaws.com/Applications/MC201707-22Application.pdf
201707-16 | AT&T Wireless | Antenna Change Out - Replacing three panels at 120' on a 120' transmission tower. | Minor Modification | Pepco 103-S | 346 | 8700 | Snouffer School Rd | Gaithersburg | R-200 | Pepco | Pepco | Private | 39.1861 | -77.1791 | Tower | 126.5 | 0 | Carrie Fazzolari | 2017-06-16 | 2017-07-12 | Recommended | Neelsville |  | https://montgomerycountytfcg.s3.amazonaws.com/Applications/MC201707-16Application.pdf
201707-17 | Verizon Wireless | Antenna Change Out - eplacing six panels and six RRHs at 106’ on a 99’ apartment building. | Minor Modification | Summit Hills Apartments | 58 | 8484 | 16th St | Silver Spring | CR-2.5 C-0.25 R-2.5 H-145 | Summit Hills LLC |  | Private | 38.9951 | -77.037 | Building | 98.8 | 0 | Shea Beltran | 2017-06-16 |  | Withdrawn | Summit Hills |  | https://montgomerycountytfcg.s3.amazonaws.com/Applications/MC201707-17.pdf
201707-18 | T-Mobile | Equipment Change out - Modifying and relocating ground equipment adjacent to monopole. Two cabinets to be replaced. Add a new generator and propane tank. | Minor Modification | Fire Station 31 | 10 | 12100 | Darnestown Rd | Gaithersburg | R-200 | Montgomery County |  | Public | 39.1161 | -77.2512 | Monopole | 161 | 0 | Justin Blanset | 2017-06-16 | 2017-07-12 | Recommended | 7WAN074A |  | https://s3.amazonaws.com/montgomerycountytfcg/Applications/MC201707-18.pdf
201707-19 | Sprint/Nextel | Existing building {Not Tower} Adding microwave dish. adding one dish at 129’ on a 115’ apartment building | Minor Modification | Renaissance Plaza Apts. | 16 | 14000 | Castle Blvd | Silver Spring | R-20 | Renaissance Plaza Condo |  | Private | 39.0858 | -76.9419 | Building | 100 | 0 | Katherine Blackwood | 2017-06-16 | 2017-07-12 | Recommended | DC03XC102 |  | https://s3.amazonaws.com/montgomerycountytfcg/Applications/MC201707-19.pdf
201707-14 | Verizon Wireless | Replace three RRHs and attach three additional RRHs. All six at 125' on a 190’ monopole. | Minor Modification | Oakmont Monopole | 3 | 16801 | Oakmont Ave | Gaithersburg | IM-2.5 H-50 | 16801 Oakmont Avenue LLC |  | Private | 39.1315 | -77.174 | Monopole | 191 | 0 | Shari Saslaw | 2017-06-13 | 2017-10-04 | Recommended | Shady Grove |  | https://montgomerycountytfcg.s3.amazonaws.com/Applications/MC201707-14Application.pdf
201707-15 | Verizon Wireless | Antenna Change Out - replacing six panels and adding three RRHs at 127’ on a 130’ monopole. | Minor Modification | Avenel Golf Course | 55 | 10010 | Oaklyn Dr | Potomac | RE-2C | WSSC | WSSC | Public | 38.9951 | -77.2038 | Monopole | 130 | 0 | Shari Saslaw | 2017-06-13 | 2017-07-12 | Recommended | Avenel |  | https://montgomerycountytfcg.s3.amazonaws.com/Applications/MC201707-15Application.pdf
201707-13 | Verizon Wireless | Attaching eight 96"-high panel antennas at 132' on a 124' apartment building. | Colocation | Aurora Condominiums | 410 | 7915 | Eastern Ave | Silver Spring | CR-3.0 CR-2.0 R-2.75 H-125-T | Aurora Condominium South |  | Private | 38.9865 | -77.0284 | Building | 107 | 0 | Harold Bernadzikowski | 2017-06-08 | 2017-08-02 | Recommended | North Gate |  | https://montgomerycountytfcg.s3.amazonaws.com/Applications/MC201707-13Application.pdf
201707-11 | T-Mobile | Attach three panels and three RRHs at 62’ on a 55’ office building. | Minor Modification | Shady Grove Medical Center | 401 | 9850 | Key West Ave | Darnestown | CR-1.0 C-0.5 R-1.0 H-150 | HSRE-Cap Med Shady Grove Med Village LLC |  | Private | 39.1004 | -77.2104 | Building | 52 | 0 | Elizabeth Dietrich | 2017-06-06 | 2017-07-12 | Recommended | 7WAN118D |  | https://montgomerycountytfcg.s3.amazonaws.com/Applications/MC201707-11Application.pdf
201707-12 | T-Mobile | Antenna Change Out - Applicant withdrawn. | Minor Modification | MDOT-Kensington | 77 | 9200 | Kensington Pkwy | Kensington | R-90 | MDOT / State Hwy Admin. |  | Private | 39.0077 | -77.075 | Monopole | 160 | -1 | Elizabeth Dietrich | 2017-06-06 | 2017-08-02 | Recommended | 7WAN524A |  | https://montgomerycountytfcg.s3.amazonaws.com/Applications/MC201707-12Application.pdf
201707-09 | AT&T Wireless | Antenna Change Out/Add replacing three panels and adding six RRHs at 105’ on a 140’ water tank. | Minor Modification | Brink Water Tank | 87 | 21701 | Ridge Rd | Germantown | AR | WSSC | WSSC | Public | 39.2126 | -77.238 | Water Tank | 124 | 0 | Carrie Fazzolari | 2017-06-05 | 2017-07-12 | Recommended | FA 10004914 |  | https://montgomerycountytfcg.s3.amazonaws.com/Applications/MC201707-09Application.pdf
201707-10 | Verizon Wireless | Antenna Change Out -Replace twevle 72"-high panel antennas and six RRHs at 75' on a 65' building. | Minor Modification | Bethesda Row | 465 | 7255 | Woodmont Ave | Bethesda | CR-5.0 C-5.0 R-5.0 H-145 | Street Retail Inc. |  | Private | 38.9818 | -77.0955 | Building | 65 | 0 | Wesley Winner | 2017-06-05 | 2017-08-02 | Recommended | Bethesda Row |  | https://montgomerycountytfcg.s3.amazonaws.com/Applications/MC201707-10Application.pdf
201707-07 | T-Mobile | Antenna Change Out. Replace three antennas and add one, all 57"-high panel at 80' on a 110' monopole. | Minor Modification | Extra Space Storage | 350 | 19500 | Frederick Rd | Germantown | GR-1.5 H-45 | Extra Space Properties 131 LLC |  | Private | 39.1755 | -77.24 | Monopole | 120 | 0 | Phil Stetler | 2017-05-26 | 2017-07-12 | Recommended | 7WAN321A |  | https://s3.amazonaws.com/montgomerycountytfcg/Applications/MC201707-07.pdf
201707-08 | Verizon Wireless | Antenna Change Out. Replace twelve 72" panel antennas and six RRHs at 100’ on a 105’ bell tower. | Minor Modification | Trinity United Methodist Church | 454 | 13700 | Schaeffer Rd | Germantown | R-200 | Trinity United Methodist Church | Church | Private | 39.1628 | -77.284 | Tower | 105 | 0 | Wesley Winner | 2017-05-26 | 2017-07-12 | Recommended | Clopper Rd |  | https://montgomerycountytfcg.s3.amazonaws.com/Applications/MC201707-08Application.pdf
201707-01 | T-Mobile | Colocation - new site attaching eight panels, one dish, and four RRHs at 40’ and 43’ on 36’ apartment building. | Colocation | Grand Bel Manor | 606 | 3844 | Bel Pre Rd | Silver Spring | R-20 | Grand Bel Manor Condominiums |  | Private | 39.0917 | -77.0758 | Building | 36.5 | 0 | Carlton Gilbert | 2017-05-25 | 2017-07-12 | Recommended | 7WAN627A |  | https://montgomerycountytfcg.s3.amazonaws.com/Applications/MC201707-01Application.pdf
201707-02 | T-Mobile | Colocation - Crown Castle (on behalf of T-Mobile) is attaching one antenna at 42’ 2” on a [replacement 38’ 6”] wooded utility pole as part of a network of DAS nodes. Approximately 50 feet ± from a single family home. | Colocation | Pepco 803424-900540 | 607 | 8664 | 11th Ave | Silver Spring | R-40 | Montgomery County ROW | Pepco | Private | 38.9997 | -76.9856 | Utility Pole | 35 | -1 | Marco Morales | 2017-05-25 | 2017-09-06 | Recommended | T-Mobile@LGY-031m1 |  | https://montgomerycountytfcg.s3.amazonaws.com/Applications/MC201707-02+Combined.pdf
201707-03 | T-Mobile | Colocation Crown Castle (on behalf of T-Mobile) is attaching one antenna at 42’ 2” on a [replacement 38’ 6”] wooded utility pole as part of a network of DAS nodes. Approximately 35 feet ± from a single family home. | Colocation | Pepco 802423-370300 | 608 | 1113 | Chickasaw Dr | Silver Spring | R-60 | Montgomery County ROW | Pepco | Private | 38.9958 | -76.9894 | Utility Pole | 42.8 | -1 | Marco Morales | 2017-05-25 | 2020-02-19 | Withdrawn | T-Mobile@LGY-029m1 |  | https://montgomerycountytfcg.s3.amazonaws.com/Applications/MC201707-03Application.pdf
201707-04 | T-Mobile | Colocation - Crown Castle (on behalf of T-Mobile) is attaching one antenna at 46’ 8” on a [replacement 43’ 0”] wooded utility pole as part of a network of DAS nodes. Approximately 30 feet ± from a single family home. | Colocation | Pepco 803424-04100 | 609 | 8559 | 11th Ave | Silver Spring | R-40 | Montgomery County ROW | Pepco | Private | 38.9981 | -76.989 | Utility Pole | 39 | -1 | Marco Morales | 2017-05-25 | 2020-02-19 | Withdrawn | T-Mobile@LGY-022m1 |  | https://montgomerycountytfcg.s3.amazonaws.com/Applications/MC201707-04Application.pdf
201707-05 | T-Mobile | Colocation - Crown Castle (on behalf of T-Mobile) is attaching one antenna at 42’ 2” on a [replacement 38’ 6”] wooded utility pole as part of a network of DAS nodes. Approximately 50 feet ± from detached single famly homes. | Colocation | Pepco 799423-0556 | 610 | 8600 | Flower Ave | Takoma Park | R-40 | Montgomery County ROW | Pepco | Private | 38.9966 | -77.0031 | Utility Pole | 34 | -1 | Marco Morales | 2017-05-25 | 2020-02-19 | Withdrawn | T-Mobile@LGY-024m1 |  | https://montgomerycountytfcg.s3.amazonaws.com/Applications/MC201707-05Application.pdf
201707-06 | T-Mobile | Colocation Crown Castle (on behalf of T-Mobile) is attaching one antenna at [44’ 2” or 42’ 2”] on a [replacement 38’ 6”] wooded utility pole as part of a network of DAS nodes. | Colocation | Pepco 799424-752275 | 611 | 8536 | Piney Branch Rd | Silver Spring | CRT-3.0 | Montgomery County ROW | Pepco | Private | 38.9985 | -77.0024 | Utility Pole | 33 | -1 | Marco Morales | 2017-05-25 | 2017-09-06 | Recommended | T-Mobile@LGY-030m2 |  | https://montgomerycountytfcg.s3.amazonaws.com/Applications/MC201707-06Application.pdf
201706-22 | T-Mobile | Antenna Change Out: Repace three 57"-high panel antennas at 55’ on a 50’ office building.eplacing three panels at 55’ on a 50’ office building.. | Minor Modification | Wildwood Medical Center | 367 | 10401 | Old Georgetown Rd | Bethesda | CRT-1.25 | Wildwood Medical Center |  | Private | 39.0265 | -77.1251 | Building | 50 | 0 | Elizabeth Dietrich | 2017-05-24 | 2017-08-02 | Recommended | 7WAN106B |  | https://montgomerycountytfcg.s3.amazonaws.com/Applications/MC201706-22Application.pdf
201706-23 | T-Mobile | Antenna Change Out - replacing three panels at 117’ on a 161’ monopole. [add relocation of RAD Ctr from 140' to 117'] | Colocation | Fire Station 31 | 10 | 12100 | Darnestown Rd | Gaithersburg | R-200 | Montgomery County |  | Public | 39.1161 | -77.2512 | Monopole | 161 | 0 | Elizabeth Dietrich | 2017-05-24 |  | Withdrawn | 7WAN074A |  | https://montgomerycountytfcg.s3.amazonaws.com/Applications/MC201706-23.pdf
201706-21 | T-Mobile | Colocation - attaching eight panels, [one dish,] and four RRHs at 120’ and 136’ on a 136’ apartment building. | Colocation | Battery Park | 145 | 7979 | Old Georgetown Rd | Bethesda | CR-3.0 | Jamal's 7979 LLC |  | Private | 38.9893 | -77.1012 | Building | 120 | 0 | Andrew Swanekamp | 2017-05-23 | 2017-07-12 | Recommended | 7WDC444B |  | https://montgomerycountytfcg.s3.amazonaws.com/Applications/MC201706-21Application.pdf
201706-16 | T-Mobile | Antenna Change Out - Adding four panels at 180’ and 190’ on a 172’ apartment building. | Minor Modification | Grosvenor House Apts | 14 | 10101 | Grosvenor Pl | Rockville | R-10 | Grosvenor Park |  | Private | 39.0233 | -77.1044 | Building | 174 | 0 | Elizabeth Dietrich | 2017-05-17 | 2017-06-14 | Recommended | 7WAN034A |  | https://s3.amazonaws.com/montgomerycountytfcg/Applications/MC201706-16.pdf
201706-17 | T-Mobile | Antenna Change Out -removing three, and adding four, panels at 49’ on a 45’ apartment building | Minor Modification | Hampshire West Apts | 303 | 1412(AKA 1432) | Hampshire West Ct | Silver Spring | R-20 | Hampshire West LLC |  | Private | 39.0082 | -76.9832 | Building | 45 | 0 | Elizabeth Dietrich | 2017-05-17 | 2017-06-14 | Recommended | 7WAN271B |  | https://s3.amazonaws.com/montgomerycountytfcg/Applications/MC201706-17.pdf
201706-18 | T-Mobile | Antenna Change Out - T-Mobile. Replace three 57"-high panel antennas at 45’ on 42’ storage building. | Minor Modification | E-Z Storage | 319 | 12311 | Parklawn Dr | Rockville | IL-1.0 | Rockville Land LLLP |  | Private | 39.0594 | -77.1106 | Building | 36 | 0 | Ryan Fitzgerald | 2017-05-17 | 2017-07-12 | Recommended | 7WAN121A |  | https://montgomerycountytfcg.s3.amazonaws.com/Applications/MC201706-18Application.pdf
201706-19 | T-Mobile | Antenna Change Out -T-Mobile. Replace three 57"-high panel antennas at 166’ on lattice tower. | Minor Modification | Kenwood Country Club | 30 | 5601 | River Rd | Bethesda | R-90 | Kenwood Country Club |  | Private | 38.9766 | -77.1142 | Tower | 230 | 0 | Ryan Fitzgerald | 2017-05-17 | 2017-07-12 | Recommended | 7WAN097B |  | https://montgomerycountytfcg.s3.amazonaws.com/Applications/MC201706-19Application.pdf
201706-20 | T-Mobile | Antenna Change Out - replacing five panels at 150’ on a 150’ monopole. | Minor Modification | Colesville Monopole | 76 | 49 | Randolph Rd | Colesville | NR-0.75 H-45 | A.I. GLENVIEW LLC M & ML PATRIOT LLC ETAL |  | Private | 39.0764 | -77.0028 | Monopole | 150 | 0 | Phil Stetler | 2017-05-17 | 2017-09-06 | Recommended | 7WAN004A |  | https://montgomerycountytfcg.s3.amazonaws.com/Applications/MC201706-20Application.pdf
201706-09 | T-Mobile | Antenna Change Out - removing four, and adding three, panels and removing 12 TMAs at 67’ in a church steeple. | Minor Modification | Luther Rice Baptist Church | 81 | 801 | University Blvd | Silver Spring | R-60 | Luther Rice Baptist Church | Church | Private | 39.0317 | -77.0217 | Building | 38 | 0 | Elizabeth Dietrich | 2017-05-16 | 2017-06-14 | Recommended | 7WAN133A |  | https://s3.amazonaws.com/montgomerycountytfcg/Applications/MC201706-09.pdf
201706-10 | T-Mobile | Colocation - replacing five panels and adding one RRH at 175’ on a 172’ apartment building. | Colocation | Westlake Towers | 155 | 7420 | Westlake Terr | Bethesda | R-H | Westlake Park Condo |  | Private | 39.026 | -77.1508 | Building | 144.5 | 0 | Justin Blanset | 2017-05-16 | 2017-06-14 | Recommended | 7WAN051A |  | https://s3.amazonaws.com/montgomerycountytfcg/Applications/MC201706-10.pdf
201706-11 | MCRCS | Colocation Removing four 800 MHz, one VHF, and one dish antenna and adding five 800 MHz and one VHF antenna on a 214’ apartment building. New 12'x36' shelter to be place at grade. | Colocation | Berkshire Towers | 198 | 11200 | Lockwood Dr (Oak Leaf Dr) | Silver Spring | R-10 | Enclave Holdings |  | Private | 39.04 | -76.9921 | Building | 164 | 0 | Justin Blanset | 2017-05-16 | 2017-07-12 | Recommended | Building A |  | https://montgomerycountytfcg.s3.amazonaws.com/Applications/MC201706-11Application.pdf
201706-12 | MCRCS | Colocation - removing [four or five] 800 MHz and two dipole antennas, and adding four 800 MHz, two VHF, and two dish antennas on a 154’ water tank. | Colocation | Hampshire Greens Tank | 139 | 15916 | New Hampshire Ave | Spencerville | RE-2C | Maryland National Capital Park & Planning Comm | WSSC | Public | 39.1203 | -76.9917 | Water Tank | 150 | 0 | Justin Blanset | 2017-05-16 | 2017-07-12 | Recommended | Hampshire Greens |  | https://montgomerycountytfcg.s3.amazonaws.com/Applications/MC201706-12Application.pdf
201706-13 | MCRCS | Colocation - Removing four, and adding four, 800 MHz antennas, removing three, and adding two, VHF antennas, and removing one, and adding two, dish antennas on a 300’ lattice tower. Replacing a existing shelter with a new 12'x26' shelter. | Colocation | Montg College Germantown | 153 | 20200 | Observation Dr | Germantown | LSC-2.0 | Board of Comm College Trustees for Montgomery Coun | WSSC | Public | 39.1846 | -77.2499 | Tower | 300 | 0 | Justin Blanset | 2017-05-16 | 2017-07-12 | Recommended | Montgomery College |  | https://montgomerycountytfcg.s3.amazonaws.com/Applications/MC201706-13Application.pdf
201706-14 | MCRCS | Colocation - adding five 800 MHz antennas and three dish antennas on a 255’ lattice tower. | Colocation | Damascus Tower | 78 | 26149 | Ridge Rd | Damascus | CRT-1.75 C-1.0 R-0.75 H-55 T | Montgomery County | County | Public | 39.2864 | -77.2069 | Tower | 260 | 0 | Justin Blanset | 2017-05-16 | 2017-07-12 | Recommended | Damascus |  | https://montgomerycountytfcg.s3.amazonaws.com/Applications/MC201706-14Application.pdf
201706-15 | T-Mobile | Colocation - T- Mobile. Attach six panel antennas, three 93"-high and three 59"-high, and three RRHs at 135’ on a 154’ monopole. Equipment platform to be place in exisiting fenced compound.Install six new antennas and ancillary equipment at 135' heigh | Colocation | Tri-State Stone Quarry | 20 | 8200 | Seven Locks Rd | Bethesda | R-200 | Ben Porto & Son LTD |  | Private | 38.9887 | -77.1614 | Monopole | 154 | 0 | Justin Blanset | 2017-05-16 | 2017-07-12 | Recommended | 7WAN612A |  | https://montgomerycountytfcg.s3.amazonaws.com/Applications/MC201706-15Application.pdf
201706-07 | T-Mobile | Colocation -T-Mobile. attaching eight panel antennas, four 57"-high and four 93"-high, four RRHs, and one 24" dish at 86’ and 97’ on a 96’ apartment building. | Colocation | Londonderry Apts | 17 | 17060 | King James Way | Gaithersburg | R-20 | Londonderry Afforadable LLC |  | Private | 39.1361 | -77.2069 | Building | 81 | 0 | Wesley Winner | 2017-05-09 | 2017-07-12 | Recommended | 7WAN591I |  | https://montgomerycountytfcg.s3.amazonaws.com/Applications/MC201706-07Application.pdf
201706-08 | T-Mobile | Colocation - T-Mobile is attaching 3 panels in canisters at 24’ and 19’ building. | Colocation | Briggs Chaney | 605 | 13820 | Old Columbia Pike | Silver Spring | NR-0.75 H-45 | G&G Briggs Chaney Associates |  | Public | 39.0837 | -76.9522 | Building | 13 | 0 | Wesley Winner | 2017-05-09 | 2017-09-06 | Recommended | 7WAN291 |  | https://montgomerycountytfcg.s3.amazonaws.com/Applications/MC201706-08Application.pdf
201706-04 | T-Mobile | Antenna Change Out - Remove (6) panel antennas and replace with (6) 55” panel antennas and (3) 93'' panel antennas at 80' on a 120' monopole. The existing monopole is being replaced with and new monopole on the same parcel. There is no change in struc | Minor Modification | Airpark Industrial Center | 83 | 7707 | Airpark Rd | Gaithersburg | IL-1.0 H-50 | Crown Atlantic Co LLC |  | Private | 39.1715 | -77.1578 | Monopole | 120 | 0 | Tracy Themak | 2017-05-08 | 2017-05-16 | Recommended | Montgomery County Airport |  | https://s3.amazonaws.com/montgomerycountytfcg/Applications/MC201706-04.pdf
201706-05 | AT&T Wireless | Antenna Change Out - Remove (3) panel antennas and replace with (1) 73” panel antenna and (2) 96'' panel antennas at 112' on a 120' monopole. The existing monopole is being replaced with and new monopole on the same parcel. There is no change in struct | Minor Modification | Airpark Industrial Center | 83 | 7707 | Airpark Rd | Gaithersburg | IL-1.0 H-50 | Crown Atlantic Co LLC |  | Private | 39.1715 | -77.1578 | Monopole | 120 | 0 | Tracy Themak | 2017-05-08 | 2017-05-16 | Recommended | Montgomery County Airport |  | https://s3.amazonaws.com/montgomerycountytfcg/Applications/MC201706-05.pdf
201706-06 | Verizon Wireless | Antenna Change Out - Remove (12) panel antennas and replace with (6) 72” panel antennas at 103' on a 120' monopole. The existing monopole is being replaced with and new monopole on the same parcel. There is no change in structure height. | Minor Modification | Airpark Industrial Center | 83 | 7707 | Airpark Rd | Gaithersburg | IL-1.0 H-50 | Crown Atlantic Co LLC |  | Private | 39.1715 | -77.1578 | Monopole | 120 | 0 | Tracy Themak | 2017-05-08 | 2017-05-16 | Recommended | Montgomery County Airport |  | https://s3.amazonaws.com/montgomerycountytfcg/Applications/MC201706-06.pdf
201706-03 | AT&T Wireless | Antenna Change Out - Replacing three panels and adding three RRHs at 171’ and 175’ an 18-story apartment building. | Minor Modification | Rock Creek Terrace Apts | 8 | 12630 | Veirs Mill Rd | Rockville | R-10 | Rock Creek Terrace LP |  | Private | 39.0631 | -77.0964 | Building | 153 | 0 | Carrie Fazzolari | 2017-04-21 | 2017-06-14 | Recommended | FA 10069696 |  | https://s3.amazonaws.com/montgomerycountytfcg/Applications/MC201706-03.pdf
201706-01 | T-Mobile | Antenna Change Out | Minor Modification | Izaak Walton League | 6 | 18301 | Waring Station Rd | Germantown | R-200 | Izaak Walton League |  | Private | 39.1551 | -77.2535 | Tower | 224 | 0 | Delisa Coleman | 2017-04-20 | 2017-06-14 | Recommended | 7WAN077 |  | https://s3.amazonaws.com/montgomerycountytfcg/Applications/MC201706-01.pdf
201706-02 | T-Mobile | Antenna Change Out - Replacing two panels at 102’ on a 100’ monopole. | Minor Modification | Wheaton High School | 299 | 12501 | Dalewood Rd | Silver Spring | R-60 | MCPS | School | Public | 39.0595 | -77.0665 | Monopole | 100 | 0 | Phil Stetler | 2017-04-20 | 2017-06-14 | Recommended | 7WAN235A |  | https://s3.amazonaws.com/montgomerycountytfcg/Applications/MC201706-02.pdf
201705-37 | T-Mobile | Antenna Change Out / Tower Modification - Removing (3) panel antennas and replacing with (3) 73” panel antennas at the 80' on a 96.5' stealth flag pole. Additionally, replacing the top (3) existing 20'' x 10' shrouds with (3) new 30'' x 10' shrouds ( a | Minor Modification | Wesley Grove Church | 248.01 | 23612 | Woodfield Rd | Gaithersburg | RE-2 | Wesley Grove Church | Church | Private | 39.2439 | -77.1864 | Monopole | 100 | 0 | Steven Fanshaw | 2017-04-19 | 2017-06-14 | Recommended | 7WAN091A |  | https://s3.amazonaws.com/montgomerycountytfcg/Applications/MC201705-37.pdf
201705-38 | T-Mobile | Colocation. T-Mobile is attaching [eight panels (57" & 93") and one dish (26") ] at 83’ and 86’ on a 79’ building. | Colocation | Wayne Manchester Towers | 229.2 | 25 | Wayne Ave E | Silver Spring | R-10 | Wayne Manchester Limited Partnership |  | Private | 38.9998 | -77.0088 | Building | 79 | 0 | Carlton Gilbert | 2017-04-19 | 2017-06-14 | Recommended | 7WAN624A |  | https://montgomerycountytfcg.s3.amazonaws.com/Applications/MC201705-38Application.pdf
201705-29 | T-Mobile | Antenna Change Out. Attach one 57"-high panel antenna at 100' on a 110' office building. | Minor Modification | Takoma Business Center | 254 | 6930 | Carroll Ave | Takoma Park | CRT-1.5 C-1.5 R-0.5 H-50 | Takoma Business Center LLC |  | Private | 38.9753 | -77.0141 | Building | 110 | 0 | Elizabeth Dietrich | 2017-04-18 | 2017-05-10 | Recommended | 7WAN103A |  | https://s3.amazonaws.com/montgomerycountytfcg/Applications/MC201705-29.pdf
201705-30 | T-Mobile | Antenna Change Out | Minor Modification | Ferguson Farm | 63 | 14825 | Comus Rd | Boyds | AR | John W. Ferguson |  | Private | 39.2448 | -77.3004 | Tower | 193 | 0 | Elizabeth Dietrich | 2017-04-18 | 2017-06-14 | Recommended | 7WAN044A |  | https://s3.amazonaws.com/montgomerycountytfcg/Applications/MC201705-30.pdf
201705-31 | T-Mobile | Antenna Change Out. Replacing three panel antennas with three 57” panel antennas at 110’ on a 100’ office building. | Minor Modification | NOAA | 283 | 6100 | Executive Blvd | Rockville | CR-1.5 C-1.5 R-1.0 H-100 | 6100 Executive, LLC |  | Private | 39.0478 | -77.1239 | Building | 100 | 0 | Elizabeth Dietrich | 2017-04-18 | 2017-05-10 | Recommended | 7WAN110C |  | https://s3.amazonaws.com/montgomerycountytfcg/Applications/MC201705-31.pdf
201705-32 | T-Mobile | Antenna Change Out. T-Mobile is replacing 5 panel antennas with four 57” panel antennas and one [xx”] panel antenna at 140’ on a 196’ WSSC tower. | Minor Modification | WSSC Great Seneca | 295 | 12600 | Great Seneca Hwy | Germantown | R-200 | WSSC | WSSC | Private | 39.142 | -77.2744 | Tower | 200 | 0 | Elizabeth Dietrich | 2017-04-18 | 2017-06-14 | Recommended | 7WAN299A |  | https://s3.amazonaws.com/montgomerycountytfcg/Applications/MC201705-32.pdf
201705-33 | T-Mobile | Antenna Change Out - replacing three panel antennas with three 57´´panels antennas at 140´ on a 180´ on a monopole. | Minor Modification | Old Burtonsville VFD | 64 | 15430 | Old Columbia Pike | Burtonsville | CRT-1.5 C-1.0 R-1.25 H-70 | Burtonsville VFD | Fire | Private | 39.1102 | -76.9367 | Monopole | 180 | 0 | Elizabeth Dietrich | 2017-04-18 | 2017-06-14 | Recommended | 7WAN005A |  | https://s3.amazonaws.com/montgomerycountytfcg/Applications/MC201705-33.pdf
201705-34 | T-Mobile | Antenna Change Out/Add - Removing/replacing 6 panel antennas with three 57´´ panel antennas and three 93´´ panel antennas; and adding one 57´´ panel antenna at 93’ on a 125´ WSSC water tank. | Minor Modification | Brink Water Tank | 87 | 21701 | Ridge Rd | Germantown | AR | WSSC | WSSC | Public | 39.2126 | -77.238 | Water Tank | 124 | 0 | Elizabeth Dietrich | 2017-04-18 | 2017-06-14 | Recommended | 7WAN179A |  | https://s3.amazonaws.com/montgomerycountytfcg/Applications/MC201705-34.pdf
201705-35 | T-Mobile | Antenna Change Out - Replacing three panel antennas with three 57” panel antennas at 155’ on a 150’ apartment building. | Minor Modification | Classic Residence | 19 | 8100 | Connecticut Ave | Chevy Chase | R-10 | SNH CCMD Properties LLC |  | Private | 38.9917 | -77.0778 | Building | 138 | 0 | Elizabeth Dietrich | 2017-04-18 | 2017-06-14 | Recommended | 7WAN039A |  | https://s3.amazonaws.com/montgomerycountytfcg/Applications/MC201705-35.pdf
201705-36 | T-Mobile | Antenna add - Adding one 57” panel antennas at 50’ on a 56’ stealth clock tower (building). | Minor Modification | Flower Hill SC | 363 | 18200 | Flower Hill Way | Gaithersburg | PNZ | PCO, LP |  | Private | 39.1549 | -77.1654 | Building | 41 | 0 | Elizabeth Dietrich | 2017-04-18 | 2017-06-14 | Recommended | 7WAN231D |  | https://s3.amazonaws.com/montgomerycountytfcg/Applications/MC201705-36.pdf
201705-28 | T-Mobile | Antenna Change Out. TMobile is removing two panel antenna and replacing /adding: (1) 57” panel antenna, (1) 73” panel antenna, and (1) RRH at 127’ on a 130’ monopole. | Minor Modification | Albert Einstein High School | 298 | 11135 | Newport Mill Rd | Silver Spring | R-60 | MCPS | School | Public | 39.0401 | -77.0646 | Monopole | 130 | 0 | Phil Stetler | 2017-04-17 | 2017-06-14 | Recommended | 7WAN270A |  | https://s3.amazonaws.com/montgomerycountytfcg/Applications/MC201705-28.pdf
201705-22 | MCRCS | Attach two 21' high omni whip antennas at 116', three 18' high dipole antennas and two 6' wide dish at 115' on a 100' apartment building. | Colocation | Renaissance Plaza Apts | 16 | 14000 | Castle Blvd | Silver Spring | R-20 | Renaissance Plaza Condo |  | Private | 39.0858 | -76.9419 | Building | 100 | 0 | Justin Blanset | 2017-04-14 | 2017-05-10 | Recommended | 7WAN058A |  | https://s3.amazonaws.com/montgomerycountytfcg/Applications/MC201705-22.pdf
201705-23 | MCRCS | Attach three 21' omni antennas at 130', 151' and 230'; and two 6' wide dish at 217' and one 6' wide dish at 187' on a 230' tower. | Colocation | Benmar Property | 125 | 23000 | Whites Ferry Rd (18500 Elmers School Rd) | Dickerson | AR | Tower Road LLC |  | Private | 39.1574 | -77.4854 | Tower | 230 | 0 | Justin Blanset | 2017-04-14 | 2017-05-16 | Recommended | Elmer School |  | https://s3.amazonaws.com/montgomerycountytfcg/Applications/MC201705-23.pdf
201705-24 | MCRCS | Remove one 6' dish antenna and add two 6' dish antennas at 153' and 167'; remove one omni antenna and add two 22' high dipole antennas, both at 200'. Replace three 21' high omni antennas at 220'. Replace one 21' omni antenna at 246'; all on a 290' tow | Colocation | MC Correctional Facility | 196 | 22880 | Whelan Ln | Boyds | EOF-0.75 | Montgomery County | County | Public | 39.2397 | -77.2931 | Tower | 250 | 0 | Justin Blanset | 2017-04-14 | 2017-05-10 | Recommended | MCCF |  | https://s3.amazonaws.com/montgomerycountytfcg/Applications/MC201705-24.pdf
201705-25 | MCRCS | Attach five 21' high omni whip antennas at 196', two 8' wide dish at 186', and one 4' wide at 188' on the roof of a 19 story apartment building. | Colocation | Grosvenor House Apts | 14 | 10101 | Grosvenor Pl | Rockville | R-10 | Grosvenor Park |  | Private | 39.0233 | -77.1044 | Building | 174 | 0 | Justin Blanset | 2017-04-14 | 2017-05-10 | Recommended | Grosvenor |  | https://s3.amazonaws.com/montgomerycountytfcg/Applications/MC201705-25.pdf
201705-26 | MCRCS | Attach a 6' dish at 187', 6' dish at 222' and a 8' dish at 251'; remove two omni antennas and add three 18' high diapole antennas at 275', one 21' high omni antenna at 300' on a 700' smokestack. | Colocation | Dickerson Tower | 195 | 21200 | Martinsburg Rd | Dickerson | AR | Pepco | Pepco | Private | 39.2092 | -77.4642 | Building | 700 | 0 | Justin Blanset | 2017-04-14 | 2017-05-10 | Recommended | Dickerson |  | https://s3.amazonaws.com/montgomerycountytfcg/Applications/MC201705-26.pdf
201705-27 | T-Mobile | Removed six antennas which are in a concealment sheath. Attach three 96" panel antennas at 80' on a 50' building. Antennas to be placed in a concealement sheath. | Minor Modification | Miller Company Bldg | 309 | 4701 | Sangamore Rd | Bethesda | NR-0.75 H-45 | WC & AN Miller Development Co |  | Private | 38.9498 | -77.1194 | Building | 51.5 | 0 | Justin Blanset | 2017-04-14 | 2017-06-14 | Recommended | 7WAC191A |  | https://s3.amazonaws.com/montgomerycountytfcg/Applications/MC201705-27.pdf
201705-21 | T-Mobile | Replace one 56" high panel antenna and one 73" high panel antenna at 165' on a 188' tower. | Minor Modification | Rockville Measuring Station | 102 | 15030 | Frederick Rd | Rockville | IM-2.5 H-50 | Atlantic Seaboard Corp |  | Private | 39.1021 | -77.1572 | Tower | 188 | 0 | Phil Stetler | 2017-04-13 | 2017-05-10 | Recommended | 7WAN092A |  | https://s3.amazonaws.com/montgomerycountytfcg/Applications/MC201705-21.pdf
201705-18 | T-Mobile | Replace one panel antenna at 160' and add one panel antenna at 164' on a 160' apartment building. | Minor Modification | Parkside Plaza | 255 | 9039 | Sligo Creek Pkwy | Silver Spring | R-10 | Parkside Plaza Condo |  | Private | 39.0042 | -77.0136 | Building | 150 | 0 | Ryan Fitzgerald | 2017-04-12 | 2017-05-16 | Recommended | 7WAN302C |  | https://s3.amazonaws.com/montgomerycountytfcg/Applications/MC201705-18.pdf
201705-19 | T-Mobile | Add one 56"-high panel anteena at 217' on a 230' office building. | Minor Modification | Clark Building | 45 | 7500 | Old Georgetown Rd | Bethesda | CR-8.0 | Clark Office Bldg LP |  | Private | 38.985 | -77.0954 | Building | 230 | 0 | Ryan Fitzgerald | 2017-04-12 | 2017-05-10 | Recommended | 7WAN009A |  | https://s3.amazonaws.com/montgomerycountytfcg/Applications/MC201705-19.pdf
201705-20 | AT&T Wireless | Construct a 100 ft.-high tower and attach up to 72 in. panel antennas at 90 ft level. | New | Rattlewood Golf Course | 468.1 | 13501 | Penn Shop Rd | Mt Airy | AR | Montgomery County Revenue Authority |  | Private | 39.3405 | -77.1949 | Tower | 100 | 0 | Ryan Foltz | 2017-04-12 | 2017-06-14 | Recommended | Penn Shop |  | https://montgomerycountytfcg.s3.amazonaws.com/Applications/MC201705-20Application.pdf
201705-15 | T-Mobile | Attach three 56" high panel antennas, three 93" high panel antenns and one 24" wide dish at 124' on a 128’ monopole. | Colocation | Blair High School | 108 | 51 | University Blvd East | Silver Spring | R-60 | M-NCPPC | M-NCPPC | Public | 39.0172 | -77.0073 | Monopole | 128 | 0 | Wesley Winner | 2017-04-11 | 2017-05-16 | Recommended | 7WAN531B |  | https://s3.amazonaws.com/montgomerycountytfcg/Applications/MC201705-15.pdf
201705-16 | Sprint/Nextel | New Monopole. Replace one 120’ monopole with a 120’ monopole with 5’ beacon. Relocate top carrier, Sprint, at 122’ (9 Panels antenna) and 117’ (4 Dishes). Remove Cricket installation at 90’ AGL – Not to be relocated to new tower. | New | Airpark Industrial Center | 83 | 7707 | Airpark Rd | Gaithersburg | IL-1.0 H-50 | Crown Atlantic Co LLC |  | Private | 39.1715 | -77.1578 | Monopole | 120 | 0 | Tracy Themak | 2017-04-11 | 2017-05-16 | Recommended | Montgomery County Airpark |  | https://s3.amazonaws.com/montgomerycountytfcg/Applications/MC201705-16.pdf
201705-17 | T-Mobile | Antenna Change Out | Minor Modification | Twinbrook Property | 604 | 1700 | Rockville Pike | Rockville | MXTD | Lincoln Property Company |  | Public | 39.0616 | -77.1246 | Building | 70 | 0 | Emily Steele | 2017-04-11 |  | Withdrawn | 7WAN402A |  | https://montgomerycountytfcg.s3.amazonaws.com/Applications/MC201705-17.pdf
201705-13 | T-Mobile | Replace one 57" high antenna, one 73" high antenna and one RRU at 62' on a 64' office buildings. | Minor Modification | Core Building | 290 | 12800 | Middlebrook Rd | Germantown | CR-1.25 | Gunners Lake Thirteen LP |  | Private | 39.1767 | -77.2653 | Building | 64 | 0 | Fatimah McKnight | 2017-04-03 | 2017-05-10 | Recommended | 7WAN264A |  | https://s3.amazonaws.com/montgomerycountytfcg/Applications/MC201705-13.pdf
201705-14 | T-Mobile | Replace three 93" panel antennas at 90’ and three 56" panel antennas at 100’ on a 100’ monopole. | Minor Modification | Daly Elementary School | 324 | 20301 | Brandermill Dr | Germantown | R-90 | MCPS | School | Public | 39.1888 | -77.2325 | Monopole | 101 | 0 | Phil Stetler | 2017-04-03 | 2017-05-16 | Recommended | 7WAN144A |  | https://s3.amazonaws.com/montgomerycountytfcg/Applications/MC201705-14.pdf
201705-12 | T-Mobile | Replace three 55" high antennas and three 93" high antennas at 180' on a 200' tower. | Minor Modification | Damascus VFD 13 Activity Ctr | 107 | 10211 | Lewis Dr | Damascus | RE-2C | Damascus VFD | Fire | Private | 39.2908 | -77.2135 | Monopole | 200 | 0 | Steven Fanshaw | 2017-03-31 | 2017-05-10 | Recommended | 7WAN181B |  | https://s3.amazonaws.com/montgomerycountytfcg/Applications/MC201705-12.pdf
201705-11 | Verizon Wireless | American Tower is adding a multiple tenant generator for emergency power. | Colocation | Cabin John VFW Post | 60 | 11511 | MacArthur Blvd | Potomac | RE-2 | Cabin John Memorial Post 5633 |  | Private | 38.9963 | -77.2381 | Monopole | 126 | 0 | Benjamin Pelletier | 2017-03-29 | 2017-05-16 | Recommended | 410946 Great Falls Park VFW |  | https://s3.amazonaws.com/montgomerycountytfcg/Applications/MC201705-11.pdf
201705-10 | Verizon Wireless | Replace nine 72" high panel antennas at 140' on a 180' monopole. | Minor Modification | Old Burtonsville VFD | 64 | 15430 | Old Columbia Pike | Burtonsville | CRT-1.5 C-1.0 R-1.25 H-70 | Burtonsville VFD | Fire | Private | 39.1102 | -76.9367 | Monopole | 180 | 0 | Wesley Winner | 2017-03-28 | 2017-05-10 | Recommended | Burtonsville Manor |  | https://s3.amazonaws.com/montgomerycountytfcg/Applications/MC201705-10.pdf
201705-09 | Ingenu | Colocation -Ingenu is attaching one omni-directional antenna at 132’ on 145’ monopole. | Colocation | Shady Grove Post Office | 49 | 16501 | Shady Grove Rd | Gaithersburg | IM-0.5 H-75 | United States Postal Service | Federal | Public | 39.1264 | -77.17 | Monopole | 146 | 0 | Benjamin Pelletier | 2017-03-21 |  | Withdrawn | WAS0011 |  | https://montgomerycountytfcg.s3.amazonaws.com/Applications/MC201705-09.pdf
201705-04 | T-Mobile | Replace three 56" high panel antennas and attach three 93" antennas at 120' on a 120' monopole. | Minor Modification | Oakview Recreation Assoc. | 344 | 1101 | Corliss St | Silver Spring | R-90 | Oakview Recreation Association |  | Private | 39.017 | -76.99 | Monopole | 120 | 0 | Phil Stetler | 2017-03-20 | 2017-05-10 | Recommended | 7WAN272C |  | https://s3.amazonaws.com/montgomerycountytfcg/Applications/MC201705-04.pdf
201705-05 | MCRCS | Antenna Change Out | Minor Modification | NRC Building | 94 | 11555 | Rockville Pike | Rockville | CR-3.0 | U.S. Govt General Svcs Admin | Federal | Public | 39.0469 | -77.1119 | Building | 266 | 0 | Justin Blanset | 2017-03-20 | 2017-04-05 | Recommended | NRC |  | https://s3.amazonaws.com/montgomerycountytfcg/Applications/MC201705-05.pdf
201705-06 | MCRCS | Antenna Change Out | Minor Modification | Pepco Substation 118 | 197 | 17101 | Germantown Rd | Germantown | AR | Pepco | Pepco | Private | 39.1376 | -77.2933 | Tower | 300 | 0 | Justin Blanset | 2017-03-20 | 2017-04-05 | Recommended | Quince Orchard |  | https://s3.amazonaws.com/montgomerycountytfcg/Applications/MC201705-06.pdf
201705-07 | MCRCS | Antenna Change Out | Minor Modification | Shady Grove Tower | 137.02 | 8620 | Pleasant Rd | Gaithersburg | GR-1.5 | WSSC |  | Public | 39.1199 | -77.1796 | Tower | 250 | 0 | Justin Blanset | 2017-03-20 | 2017-04-05 | Recommended | 7WAN109C |  | https://s3.amazonaws.com/montgomerycountytfcg/Applications/MC201705-07.pdf
201705-08 | MCRCS | Colocation | Colocation | Pinnacle Towers | 21 | 5202 | River Rd | Bethesda | IM-2.5 H-50 | Pinnacle Towers Inc |  | Private | 38.9639 | -77.1047 | Tower | 744.5 | 0 | Justin Blanset | 2017-03-20 | 2017-04-05 | Recommended | Bethesda |  | https://s3.amazonaws.com/montgomerycountytfcg/Applications/MC201705-08.pdf
201705-01 | T-Mobile | Replace three 96" panel antennas at 110' on a 130' stealth tree monopole. | Minor Modification | Avenel Golf Course | 55 | 10010 | Oaklyn Dr | Potomac | RE-2C | WSSC | WSSC | Public | 38.9951 | -77.2038 | Monopole | 130 | 0 | Steven Fanshaw | 2017-03-17 | 2017-05-16 | Recommended | 7WAN098A |  | https://s3.amazonaws.com/montgomerycountytfcg/Applications/MC201705-01.pdf
201705-02 | Verizon Wireless | New Monopole. COW | New | West Rockville Relo-Temp | 602 | 15000 | John Hopkins Dr | Rockville | LSC-1.0 | Lau Enterprises, LLC |  | Private | 39.102 | -77.212 | Monopole | 120 | 0 | Harold Bernadzikowski | 2017-03-17 | 2017-04-05 | Recommended | West Rockville Relo |  | https://s3.amazonaws.com/montgomerycountytfcg/Applications/MC201705-02.pdf
201705-03 | T-Mobile | Attach four 93" high and four 56" high panel antennas at 47' and one 26" wide dish at 60’ on a 40’ office building. | Colocation | Lakewood at Georgia Ave | 603 | 11510 | Georgia Ave | Silver Spring | CR-3.0 | Lakewood at Georgia Ave, LLC |  | Public | 39.044 | -77.0527 | Building | 40 | 0 | Timothy Dwyer | 2017-03-17 | 2017-05-16 | Recommended | 7WAN301M |  | https://s3.amazonaws.com/montgomerycountytfcg/Applications/MC201705-03.pdf
201704-42 | T-Mobile | Replacing three 56" high panel antennas at 66' on a 68' office building. | Minor Modification | Shady Grove Medical Center | 401 | 9850 | Key West Ave | Darnestown | CR-1.0 C-0.5 R-1.0 H-150 | HSRE-Cap Med Shady Grove Med Village LLC |  | Private | 39.1004 | -77.2104 | Building | 52 | 0 | Ryan Fitzgerald | 2017-03-15 | 2017-05-10 | Recommended | 7WAN118D |  | https://s3.amazonaws.com/montgomerycountytfcg/Applications/MC201704-42.pdf
201704-43 | T-Mobile | Replace three 56" high panel antennas at 134' on a 135' monopole. | Minor Modification | JFK High School | 288 | 1901 | Randolph Rd | Silver Spring | R-90 | Board of Education | School | Public | 39.0676 | -77.0397 | Monopole | 135 | 0 | Ryan Fitzgerald | 2017-03-15 | 2017-05-16 | Recommended | 7WAN290A |  | https://s3.amazonaws.com/montgomerycountytfcg/Applications/MC201704-43.pdf
201704-44 | AT&T Wireless | Attach six 72" panel antennas on the rooftop of a 135' hotel. | Colocation | Double Tree Hotel | 561 | 8120 | Wisconsin Ave | Bethesda | CR-3.0 C-3.0 R-2.75 H-110 | BLT Fund 9 Bethesdan LLC |  | Private | 38.9913 | -77.0961 | Building | 135 | 0 | Justin Barlow | 2017-03-15 | 2017-05-16 | Recommended | Orchard Valley |  | https://s3.amazonaws.com/montgomerycountytfcg/Applications/MC201704-44.pdf
201704-45 | AT&T Wireless | New Monopole. Placing a new 150' monopole with three 72" antennas at 150'. Additionally, a 50'x50' compound with a 12x12 shelter will be placed. There is a proposed generator for emergency backup power. The monopole can support three future carriers. | New | Vontae View | 601 | 3301 | Damascus Rd | Brookeville | AR | 3301 Damascus Rd LLC |  | Private | 39.2263 | -77.0647 | Monopole | 150 | 0 | Evin Vannoy | 2017-03-15 | 2017-06-14 | Recommended | Vontae View |  | https://montgomerycountytfcg.s3.amazonaws.com/Applications/MC201704-45Application.pdf
201704-29 | T-Mobile | Replace four 56" high antennas and one 93" high antenna at 118' on a 120' monopole. | Minor Modification | Watkins Mill High School | 386 | 10301 | Apple Ridge Rd | Gaithersburg | R-200 | Board of Education | School | Public | 39.1846 | -77.2137 | Monopole | 118 | 0 | Elizabeth Dietrich | 2017-03-13 | 2017-05-16 | Recommended | 7WAN513B |  | https://s3.amazonaws.com/montgomerycountytfcg/Applications/MC201704-29.pdf
201704-30 | T-Mobile | Replace three 56" high panel antennas and attach one additional 56" panel antenna at 70' on a 72' office building. | Minor Modification | Phillips Office Building | 279 | 9420 | Key West Ave | Rockville | LSC-1.0 H-110 T | Key West III LP |  | Private | 39.1029 | -77.1938 | Building | 54.25 | 0 | Elizabeth Dietrich | 2017-03-13 | 2017-05-16 | Recommended | 7WAN094C |  | https://s3.amazonaws.com/montgomerycountytfcg/Applications/MC201704-30.pdf
201704-31 | T-Mobile | Replace two 93" high panel antennas at 169' on a 165' office building. | Minor Modification | Chevy Chase Building | 18 | 5530 | Wisconsin Ave | Chevy Chase | CR-3.0 C-2.0 R-2.75 H-90 T | Friendship Propertie |  | Private | 38.9648 | -77.0883 | Building | 160 | 0 | Elizabeth Dietrich | 2017-03-13 | 2017-05-16 | Recommended | 7WDC027A |  | https://s3.amazonaws.com/montgomerycountytfcg/Applications/MC201704-31.pdf
201704-32 | T-Mobile | Replace four 56" high panel antennas and one 93" high panel atenna at 109' on a 110' office building. | Minor Modification | Wheaton Plaza | 586 | 11160 | Veirs Mill Rd | Wheaton | GR-1.5 | Wheaton Plaza Regional Shopping Center |  | Public | 39.0369 | -77.0548 | Building | 110 | 0 | Elizabeth Dietrich | 2017-03-13 | 2017-05-16 | Recommended | 7WAN093A |  | https://s3.amazonaws.com/montgomerycountytfcg/Applications/MC201704-32.pdf
201704-33 | Sprint/Nextel | Remove and replace two existing cabinets. Install three new RRH on a new unistrut mount. All work inside fenced compund.This is an equipment change out only, with all work performed inside te fenced compound. | Minor Modification | Pepco 102-S | 305 | 8700 | Snouffer School Rd (block of) | Gaithersburg | R-200 | Pepco | Pepco | Private | 39.1854 | -77.1824 | Tower | 134 | 0 | Justin Blanset | 2017-03-13 | 2017-05-16 | Recommended | WA54XC785 |  | https://s3.amazonaws.com/montgomerycountytfcg/Applications/MC201704-33.pdf
201704-34 | T-Mobile | Replacing one 56" high antenna at 110' and one 93" high antenna at 107' on a 103' apartment building. | Minor Modification | Summit Hills Apartments | 58 | 8484 | 16th St | Silver Spring | CR-2.5 C-0.25 R-2.5 H-145 | Summit Hills LLC |  | Private | 38.9951 | -77.037 | Building | 98.8 | 0 | Justin Blanset | 2017-03-13 | 2017-05-16 | Recommended | 7WAN059A |  | https://s3.amazonaws.com/montgomerycountytfcg/Applications/MC201704-34.pdf
201704-35 | AT&T Wireless | Attach nine 72" high panel antennas at 175' on a 744 ' tower. | Colocation | WWDC Radio Tower | 40 | 8800 | Brookeville Rd | Silver Spring | IM-2.5 H-50 | Chancellor Media Corp. |  | Private | 38.9999 | -77.057 | Tower | 695 | 0 | Evin Vannoy | 2017-03-13 | 2017-05-16 | Recommended | Lyttonsville Tower |  | https://s3.amazonaws.com/montgomerycountytfcg/Applications/MC201704-35.pdf
201704-36 | T-Mobile | Replace three 56" high panel antennas at 101' on a 100' monopole. | Minor Modification | Springbrook High School | 373 | 201 | Valley Brook Dr | Silver Spring | R-200 | Board of Education | School | Public | 39.0583 | -77.0081 | Monopole | 99 | 0 | Ryan Fitzgerald | 2017-03-13 | 2017-05-16 | Recommended | 7WAN488A |  | https://s3.amazonaws.com/montgomerycountytfcg/Applications/MC201704-36.pdf
201704-37 | T-Mobile | Replace three 56"-high panel antennas at 114' on a 110' office building. | Minor Modification | Takoma Business Center | 254 | 6930 | Carroll Ave | Takoma Park | CRT-1.5 C-1.5 R-0.5 H-50 | Takoma Business Center LLC |  | Private | 38.9753 | -77.0141 | Building | 110 | 0 | Ryan Fitzgerald | 2017-03-13 | 2017-05-16 | Recommended | 7WAN103A |  | https://s3.amazonaws.com/montgomerycountytfcg/Applications/MC201704-37.pdf
201704-38 | T-Mobile | Replace four 56" high panel antennas, two 93" high panel antennas and attach one 93" high panel antenna at 144' on a 145' monopole. | Minor Modification | Public Storage Prosperity | 402 | 12355 | Prosperity Dr | Silver Spring | CR-0.75 C-0.75 R-0.25 H-75 | Public Storage LP |  | Private | 39.0579 | -76.9655 | Monopole | 140 | 0 | Ryan Fitzgerald | 2017-03-13 | 2017-05-16 | Recommended | 7WAN124I |  | https://s3.amazonaws.com/montgomerycountytfcg/Applications/MC201704-38.pdf
201704-39 | T-Mobile | Replace three 56" high panel antenna and attach three 72" high panel antennas at 73' on a 70' apartment building. | Minor Modification | Sunrise Apts | 149 | 19310 | Club House Rd | Gaithersburg | R-10 | Sunrise Assisted Living |  | Private | 39.1738 | -77.2027 | Building | 70 | 0 | Ryan Fitzgerald | 2017-03-13 | 2017-05-10 | Recommended | 7WAN084A |  | https://s3.amazonaws.com/montgomerycountytfcg/Applications/MC201704-39.pdf
201704-40 | T-Mobile | Replace three 56" high panel antennas and three 96" high panel antennas at 101' on a 100' water tank. | Minor Modification | Olney Water Tank | 25 | 17710 | Buehler Rd | Olney | RT-12.5 | WSSC | WSSC | Public | 39.1478 | -77.0644 | Water Tank | 118 | 0 | Ryan Fitzgerald | 2017-03-13 | 2017-05-16 | Recommended | 7WAN027A |  | https://s3.amazonaws.com/montgomerycountytfcg/Applications/MC201704-40.pdf
201704-41 | T-Mobile | Colocation | Colocation | Wheaton Park Maint. Yard | 65 | 12012 | Alpert Ln | Silver Spring | R-90 | M-NCPPC | AT&T | Public | 39.0532 | -77.0286 | Monopole | 180 | 0 | Luke Mechtly | 2017-03-13 | 2017-03-23 | Withdrawn | Wheaton Ice Rink |  | https://montgomerycountytfcg.s3.amazonaws.com/Applications/MC201704-41Revised3.20.2017.pdf
201704-25 | Ingenu | Attach one 32"-high omni-directional antenna at 110' on a 125' tower. | Colocation | American Tower | 596 | 100 | Middlebrook Rd | Germantown | PD-9 | American Tower Inc. |  | Private | 39.1769 | -77.2573 | Tower | 125 | 0 | Benjamin Pelletier | 2017-03-07 | 2017-05-16 | Recommended | US-WAS-0015 |  | https://s3.amazonaws.com/montgomerycountytfcg/Applications/MC201704-25.pdf
201704-26 | T-Mobile | Attach a 48" high omni antenna to the top of a 42' utility pole. | Colocation | Pepco 802422 | 597 | 925 | University Blvd | Silver Spring | CRT-1.5 | Pepco | Pepco | Private | 38.9933 | -76.9923 | Utility Pole | 42 | -1 | Marco Morales | 2017-03-07 | 2017-05-16 | Recommended | T-Mobile@LGY-020 |  | https://s3.amazonaws.com/montgomerycountytfcg/Applications/MC201704-26.pdf
201704-27 | T-Mobile | Attach a 48" high omni antenna to the top of a 34' utility pole | Colocation | Pepco 802417 | 598 | 1107 | Sligo Creek Pkwy | Takoma Park | CRT-2.0 | Montgomery County ROW | Pepco | Private | 38.9809 | -76.9901 | Utility Pole | 34 | -1 | Marco Morales | 2017-03-07 | 2017-09-06 | Recommended | T-Mobile@LGY-004 |  | https://montgomerycountytfcg.s3.amazonaws.com/Applications/MC201704-27Application.pdf
201704-28 | T-Mobile | Attach a 48" high omni antenna on top of a 40' utility pole. | Colocation | Pepco 803419 | 599 | 7449 | New Hampshire Ave | Takoma Park | CRT-1.5 | Montgomery County ROW | Pepco | Private | 38.9843 | -76.9885 | Utility Pole | 40 | -1 | Marco Morales | 2017-03-07 | 2017-05-16 | Recommended | T-Mobile@LGY-008 |  | https://s3.amazonaws.com/montgomerycountytfcg/Applications/MC201704-28.pdf
201704-14 | T-Mobile | Replace four 56" high antennas and one 93" high antenna at 105' on a 124' water tank. | Minor Modification | Cabin John Water Tank | 132 | 6711 | Tomlinson Terr | Cabin John | R-200 | WSSC | WSSC | Public | 38.9782 | -77.1597 | Water Tank | 133.5 | 0 | Emily Steele | 2017-03-03 | 2017-05-16 | Recommended | Cabin John |  | https://s3.amazonaws.com/montgomerycountytfcg/Applications/MC201704-14.pdf
201704-15 | T-Mobile | Move a 56" high antenna from 145' to 150'; replace two antennas, one 93"high and one 96" high at 150' on a water tank. | Minor Modification | Woodside Water Tank | 1 | 1945 | Seminary Pl | Silver Spring | R-60 | WSSC | WSSC | Public | 39.0099 | -77.0425 | Water Tank | 117 | 0 | Emily Steele | 2017-03-03 | 2017-05-16 | Recommended | Woodside |  | https://s3.amazonaws.com/montgomerycountytfcg/Applications/MC201704-15.pdf
201704-16 | T-Mobile | Replace a 93" high antenna and a 56" high antenna at 160' on a 189' water tank. | Minor Modification | Glenmont Tank | 12 | 12413 | Georgia Ave | Silver Spring | CR-2.0 C-0.5 R-1.75 H-120 | WSSC | WSSC | Public | 39.0616 | -77.0516 | Water Tank | 183 | 0 | Emily Steele | 2017-03-03 | 2017-05-16 | Recommended | Glenmont Tank |  | https://s3.amazonaws.com/montgomerycountytfcg/Applications/MC201704-16.pdf
201704-17 | T-Mobile | Attach three 56" panel antennas, three 93" panel antennas, and one 24" dish at 55' on a 43' public school. | Colocation | North West High School | 613 | 13501 | Richter Farm Rd | Germantown | R-200 | MCPS | School | Public | 39.1517 | -77.2795 | Building | 110 | 0 | Wesley Winner | 2017-03-03 | 2017-05-16 | Recommended | 7WAN373F |  | https://s3.amazonaws.com/montgomerycountytfcg/Applications/MC201704-17.pdf
201704-18 | T-Mobile | Colocation. In behalf of T-Mobile, Crown Castle is installing 1 pseudo-omni antenna and 1 equipment cabinet. The antenna is at 54’ on an existing 50’ pole. | Colocation | Pepco 30 | 587 | 8435 | Piney Branch Rd | Silver Spring | CRT-1.5 | Pepco | Pepco | Private | 38.998 | -77.0039 | Tower | 50 | 0 | Marco Morales | 2017-03-03 |  | Withdrawn | T-Mobile@LGY-030m1 |  | https://montgomerycountytfcg.s3.amazonaws.com/Applications/MC201704-18Revised3.20.2017.pdf
201704-19 | T-Mobile | Attach a 48" omini antenna to the top of a 28' utility pole. | Colocation | Pepco 32 | 588 | 8617 | Piney Branch Rd | Silver Spring | R-10 | Pepco | Pepco | Private | 38.9989 | -77.0011 | Tower | 28 | 0 | Marco Morales | 2017-03-03 | 2017-05-16 | Recommended | T-Mobile@LGY-032 |  | https://s3.amazonaws.com/montgomerycountytfcg/Applications/MC201704-19.pdf
201704-20 | T-Mobile | Attach a 48" high omni antenna to the top of a 23' utility pole. | Colocation | Pepco 33 | 589 | 8780 | Arliss St | Silver Spring | CRT-3.0 | Pepco | Pepco | Private | 38.9999 | -77.0014 | Tower | 23 | 0 | Marco Morales | 2017-03-03 | 2017-05-16 | Recommended | T-Mobile@LGY-033m1 |  | https://s3.amazonaws.com/montgomerycountytfcg/Applications/MC201704-20.pdf
201704-21 | T-Mobile | Colocation. In behalf of T-Mobile, Crown Castle is installing 1 pseudo-omni antenna and 1 equipment cabinet. The Antenna is at 51' on a replaced 46' pole (orignally 40'). | Colocation | Pepco 24 | 590 | 8504 | Flower Ave | Takoma Park | R-40 | Montgomery County ROW | Pepco | Private | 38.9956 | -77.0029 | Tower | 47 | -1 | Marco Morales | 2017-03-03 |  | Withdrawn | T-Mobile@LGY-024 |  | https://montgomerycountytfcg.s3.amazonaws.com/Applications/MC201704-21Revised3.20.2017.pdf
201704-22 | T-Mobile | Colocation. In behalf of T-Mobile, Crown Castle is installing 1 pseudo-omni antenna and 1 equipment cabinet. The antenna is at 48’ on an existing 44’ pole. | Colocation | Pepco 22 | 591 | 8573 | 11th Ave | Silver Spring | R-60 | Pepco | Pepco | Private | 38.9983 | -76.989 | Utility Pole | 43 | -1 | Marco Morales | 2017-03-03 |  | Withdrawn | T-Mobile@LGY-022 |  | https://montgomerycountytfcg.s3.amazonaws.com/Applications/MC201704-22Revised3.20.2017.pdf
201704-23 | T-Mobile | Attach a 48" high omni antenna to the top of a 30' utility pole. | Colocation | Pepco 28 | 592 | 8707 | Gilbert Pl | Takoma Park | R-10 | Montgomery County ROW | Pepco | Private | 38.9986 | -76.9967 | Tower | 30 | -1 | Marco Morales | 2017-03-03 | 2017-05-16 | Recommended | T-Mobile@LGY-028 |  | https://s3.amazonaws.com/montgomerycountytfcg/Applications/MC201704-23.pdf
201704-24 | T-Mobile | Colocation. In behalf of T-Mobile, Crown Castle is installing 1 pseudo-omni antenna and 1 equipment cabinet. The antenna is at 38' on a replaced 34' Pole (orignally 29'). | Colocation | Pepco 29 | 593 | 1113 | Quebec St | Silver Spring | R-60 | Pepco | Pepco | Private | 38.9972 | -76.9967 | Tower | 34 | 0 | Marco Morales | 2017-03-03 |  | Withdrawn | T-Mobile@LGY-029 |  | https://montgomerycountytfcg.s3.amazonaws.com/Applications/MC201704-24Revised3.20.2017.pdf
201704-13 | T-Mobile | Colocation | Colocation | National Capital Area | 585 | 9190 | Rockville Pike | Bethesda | R-60 | National Capital Area |  | Public | 39.007 | -77.0979 | Building | 36 | 0 | Timothy Dwyer | 2017-03-01 | 2017-04-05 | Recommended | 7WAN618D |  | https://s3.amazonaws.com/montgomerycountytfcg/Applications/MC201704-13.pdf
201704-12 | T-Mobile | Colocation | Colocation | Wheaton Park Maint. Yard | 65 | 12012 | Alpert Ln | Silver Spring | R-90 | M-NCPPC | AT&T | Public | 39.0532 | -77.0286 | Monopole | 180 | 0 | Steven Fanshaw | 2017-02-24 | 2017-04-05 | Recommended | 7WAN527D |  | https://s3.amazonaws.com/montgomerycountytfcg/Applications/MC201704-12.pdf
201704-11 | Sprint/Nextel | Attach three 42"high panel antennas and three RRHs at 33' on a two-story office building. | Minor Modification | Layhill Rd | 242 | 14301 | Layhill Rd | Silver Spring | EOF-1.5, H-75 | Layhill Associates LLC |  | Private | 39.091 | -77.0444 | Building | 24 | 0 | Alysha January | 2017-02-16 | 2017-05-10 | Recommended | Layhill |  | https://s3.amazonaws.com/montgomerycountytfcg/Applications/MC201704-11.pdf
201704-10 | AT&T Wireless | Antenna Change Out | Minor Modification | Renaissance Plaza Apts | 16 | 14000 | Castle Blvd | Silver Spring | R-20 | Renaissance Plaza Condo |  | Private | 39.0858 | -76.9419 | Building | 100 | 0 | Carrie Fazzolari | 2017-02-15 | 2017-04-05 | Recommended | Armilla Ct |  | https://s3.amazonaws.com/montgomerycountytfcg/Applications/MC201704-10.pdf
201704-05 | T-Mobile | Antenna Change Out | Minor Modification | Renaissance Plaza Apts | 16 | 14000 | Castle Blvd | Silver Spring | R-20 | Renaissance Plaza Condo |  | Private | 39.0858 | -76.9419 | Building | 100 | 0 | Justin Blanset | 2017-02-13 | 2017-04-05 | Recommended | 7WAN058A |  | https://s3.amazonaws.com/montgomerycountytfcg/Applications/MC201704-05.pdf
201704-06 | T-Mobile | Antenna Change Out | Minor Modification | Rock Creek Terrace Apts | 8 | 12630 | Veirs Mill Rd | Rockville | R-10 | Rock Creek Terrace LP |  | Private | 39.0631 | -77.0964 | Building | 153 | 0 | Justin Blanset | 2017-02-13 | 2017-04-05 | Recommended | 7WAN079A |  | https://s3.amazonaws.com/montgomerycountytfcg/Applications/MC201704-06.pdf
201704-07 | T-Mobile | Replace one 93" high antenna and four 56" antennas at 92' on the rooftop of an apartment building. | Minor Modification | Walkers House | 144 | 18700 | Walkers Choice Rd | Gaithersburg | R-10 | Walker House Owner LLC |  | Private | 39.163 | -77.2051 | Building | 76 | 0 | Elizabeth Dietrich | 2017-02-13 | 2017-05-10 | Recommended | 7WAN246E |  | https://s3.amazonaws.com/montgomerycountytfcg/Applications/MC201704-07.pdf
201704-08 | T-Mobile | Antenna Change Out | Minor Modification | White Oak Towers Apts | 32 | 11700 | Old Columbia Pike | Silver Spring | R-10 | Old Columbia Pike Ltd. |  | Private | 39.0494 | -76.9805 | Building | 189 | 0 | Elizabeth Dietrich | 2017-02-13 | 2017-04-05 | Recommended | 7WAN354A |  | https://s3.amazonaws.com/montgomerycountytfcg/Applications/MC201704-08.pdf
201704-09 | T-Mobile | Antenna Change Out | Minor Modification | Pepco 37-N | 263 | 18917 | Bucklodge Rd | Boyds | AR | Pepco | Pepco | Private | 39.1694 | -77.36 | Tower | 150 | 0 | Ryan Fitzgerald | 2017-02-13 | 2017-04-05 | Recommended | PEPCO 37-N |  | https://s3.amazonaws.com/montgomerycountytfcg/Applications/MC201704-09.pdf
201704-03 | T-Mobile | Colocation | Colocation | The Meadows | 258.03 | 12520 | Prosperity Dr | Silver Spring | CR-0.75 | PSB Meadows LLC |  | Private | 39.0617 | -76.9618 | Building | 40 | 0 | CeeCee Middlebrooks | 2017-02-10 | 2017-04-05 | Recommended | 7WAN286F |  | https://s3.amazonaws.com/montgomerycountytfcg/Applications/MC201704-03.pdf
201704-04 | T-Mobile | Colocation | Colocation | Londonderry Apts | 17 | 17060 | King James Way | Gaithersburg | R-20 | Londonderry Afforadable LLC |  | Private | 39.1361 | -77.2069 | Building | 81 | 0 | CeeCee Middlebrooks | 2017-02-10 | 2017-03-23 | Withdrawn | 7WAN591I |  | https://montgomerycountytfcg.s3.amazonaws.com/Applications/MC201704-04Revised3.13.2017.pdf
201704-01 | AT&T Wireless | Antenna Change Out | Minor Modification | Wessling | 310 | 6931 | Arlington Rd | Bethesda | CRT-2.25 | Greater Northest LLC |  | Private | 38.9785 | -77.0981 | Building | 55 | 0 | Carrie Fazzolari | 2017-02-09 | 2017-04-05 | Recommended | Wessling |  | https://s3.amazonaws.com/montgomerycountytfcg/Applications/MC201704-01.pdf
201704-02 | AT&T Wireless | Antenna Change Out | Minor Modification | Promenade | 47 | 5225 | Pooks Hill Rd | Bethesda | R-H | Promenade Towers MH Corp |  | Private | 39.0174 | -77.1068 | Building | 193 | 0 | Carrie Fazzolari | 2017-02-09 | 2017-04-05 | Recommended | Maplewood |  | https://s3.amazonaws.com/montgomerycountytfcg/Applications/MC201704-02.pdf
201703-08 | T-Mobile | Antenna Change Out | Minor Modification | Berkshire Towers | 42.01 | 11235 | Oak Leaf Dr | Silver Spring | R-10 | Enclave Holdings LLC Nonconnah Holdings LLC |  | Private | 39.0413 | -76.9934 | Building | 165 | 0 | Delisa Coleman | 2017-02-08 | 2017-03-01 | Recommended | 7WAN003A |  | https://s3.amazonaws.com/montgomerycountytfcg/Applications/MC201703-08.pdf
201703-07 | AT&T Wireless | Antenna Change Out | Minor Modification | Rockville Measuring Station | 102 | 15030 | Frederick Rd | Rockville | IM-2.5 H-50 | Atlantic Seaboard Corp |  | Private | 39.1021 | -77.1572 | Tower | 188 | 0 | Carrie Fazzolari | 2017-02-03 | 2017-03-01 | Recommended | Lincoln Terrace |  | https://s3.amazonaws.com/montgomerycountytfcg/Applications/MC201703-07.pdf
201703-06 | AT&T Wireless | Antenna Change Out | Minor Modification | Grosvenor House Apts | 14 | 10101 | Grosvenor Pl | Rockville | R-10 | Grosvenor Park |  | Private | 39.0233 | -77.1044 | Building | 174 | 0 | Carrie Fazzolari | 2017-02-01 | 2017-03-01 | Recommended | Grosvenor Tower |  | https://s3.amazonaws.com/montgomerycountytfcg/Applications/MC201703-06.pdf
201703-05 | Ingenu | Colocation | Colocation | Sarem Farm | 50 | 15901 | Columbia Pike | Burtonsville | RC | Jennifer Sarem |  | Private | 39.118 | -76.9292 | Monopole | 150 | 0 | Steven Fanshaw | 2017-01-31 | 2017-03-01 | Recommended | 7WAN095 |  | https://s3.amazonaws.com/montgomerycountytfcg/Applications/MC201703-05.pdf
201703-03 | AT&T Wireless | Antenna Change Out | Minor Modification | Westlake Towers | 155 | 7420 | Westlake Terr | Bethesda | R-H | Westlake Park Condo |  | Private | 39.026 | -77.1508 | Building | 144.5 | 0 | Carrie Fazzolari | 2017-01-25 | 2017-03-01 | Recommended | Arizona Circle |  | https://s3.amazonaws.com/montgomerycountytfcg/Applications/MC201703-03.pdf
201703-04 | AT&T Wireless | Antenna Change Out | Minor Modification | Continental Plaza | 154 | 7101 | Wisconsin Ave | Bethesda | CR-3.0 C-3.0 R-2.75 H-145 | 7101 Wisconsin Owner LLC |  | Private | 38.9803 | -77.0918 | Building | 145 | 0 | Carrie Fazzolari | 2017-01-25 | 2017-03-01 | Recommended | Strathmore |  | https://s3.amazonaws.com/montgomerycountytfcg/Applications/MC201703-04.pdf
201703-02 | T-Mobile | Antenna Change Out | Minor Modification | Spencerville Free Methodist Church | 387 | 2100 | Spencerville Rd | Spencerville | RE-1 | Spencerville Free Methodist Church | Church | Private | 39.1181 | -76.9682 | Monopole | 102 | 0 | Benjamin Pelletier | 2017-01-24 | 2017-03-01 | Recommended | 7WAN368B |  | https://s3.amazonaws.com/montgomerycountytfcg/Applications/MC201703-02.pdf
201703-01 | Verizon Wireless | Antenna Change Out | Minor Modification | Verizon Central Office | 168 | 8670 | Georgia Ave | Silver Spring | CR-5.0 C-4.0 R-4.75 H-145 T | Verizon Communications |  | Private | 38.9967 | -77.0298 | Building | 168 | 0 | Shari Saslaw | 2017-01-20 | 2017-03-01 | Recommended | Silver Spring |  | https://s3.amazonaws.com/montgomerycountytfcg/Applications/MC201703-01.pdf
201702-12 | Verizon Wireless | Antenna Change Out | Minor Modification | Takoma Tower | 27 | 7051 | Carroll Ave | Takoma Park | NR-0.75 H-50 | Takoma Tower LP | County | Public | 38.9747 | -77.0105 | Building | 109.1 | 0 | Shari Saslaw | 2017-01-06 | 2017-02-01 | Recommended | Piney Branch |  | https://s3.amazonaws.com/montgomerycountytfcg/Applications/MC201702-12.pdf
201702-13 | Verizon Wireless | Antenna Change Out | Minor Modification | Bullis Prep School | 22 | 10601 | Falls Rd | Potomac | RE-2 | The Bullis School Inc. | School | Private | 39.0296 | -77.1945 | Monopole | 130 | 0 | Shari Saslaw | 2017-01-06 | 2017-02-01 | Recommended | Potomac |  | https://s3.amazonaws.com/montgomerycountytfcg/Applications/MC201702-13.pdf
201702-10 | WSSC | New 140' WSSC lattice tower | New | Rock Creek Tower | 584 | 700 | East Gude Dr | Rockville | IH-2.5 | WSSC | WSSC | Public | 39.1047 | -77.14 | Tower | 140 | 0 | Bill Cantwell | 2017-01-03 | 2017-04-05 | Recommended | Rock Creek WWTP |  | https://s3.amazonaws.com/montgomerycountytfcg/Applications/MC201702-10.pdf
201702-11 | SiriusXM | Existing building | Colocation | Chateau Apartments | 53.01 | 9727 | Mt. Pisgah Rd | Silver Spring | R-H | Hillzo LP |  | Private | 39.0168 | -76.9745 | Building | 159 | 0 | Scott Singer | 2017-01-03 | 2017-04-05 | Recommended | Mt Pisgah Rd |  | https://s3.amazonaws.com/montgomerycountytfcg/Applications/MC201702-11.pdf
201702-09 | T-Mobile | Existing building | Colocation | White Oak Apartments | 385 | 11550 | Stewart Ln | Silver Spring | R-20 | G&I IX MONTGOMERY WHITE OAK |  | Private | 39.0448 | -76.9837 | Building | 64 | 0 | Timothy Dwyer | 2016-12-27 | 2017-02-01 | Recommended | 7WAN134J |  | https://s3.amazonaws.com/montgomerycountytfcg/Applications/MC201702-09.pdf
201702-03 | AT&T Wireless | Antenna Change Out | Minor Modification | Woodside Water Tank | 1 | 1945 | Seminary Pl | Silver Spring | R-60 | WSSC | WSSC | Public | 39.0099 | -77.0425 | Water Tank | 117 | 0 | Jose Pugeda | 2016-12-20 | 2017-01-04 | Recommended | Woodside |  | https://s3.amazonaws.com/montgomerycountytfcg/Applications/MC201702-03.pdf
201702-04 | AT&T Wireless | Antenna Change Out | Minor Modification | Avenel Golf Course | 55 | 10010 | Oaklyn Dr | Potomac | RE-2C | WSSC | WSSC | Public | 38.9951 | -77.2038 | Monopole | 130 | 0 | Jose Pugeda | 2016-12-20 | 2017-01-04 | Recommended | Avenel |  | https://s3.amazonaws.com/montgomerycountytfcg/Applications/MC201702-04.pdf
201702-05 | AT&T Wireless | Antenna Change Out | Minor Modification | Bethesda Country Club | 51.01 | 7601 | Bradley Blvd | Bethesda | R-200 | Bethesda Country Club |  | Private | 39.0153 | -77.1501 | Monopole | 150 | 0 | Jose Pugeda | 2016-12-20 | 2017-01-04 | Recommended | Bethesda Country Club |  | https://s3.amazonaws.com/montgomerycountytfcg/Applications/MC201702-05.pdf
201702-06 | AT&T Wireless | Antenna Change Out | Minor Modification | Bethesda VFD 26 | 114 | 6700 | Democracy Blvd | Bethesda | R-90 | Bethesda Vol. Fire Dept. |  | Private | 39.021 | -77.1378 | Monopole | 150 | 0 | Jose Pugeda | 2016-12-20 | 2017-01-04 | Recommended | Democracy |  | https://s3.amazonaws.com/montgomerycountytfcg/Applications/MC201702-06.pdf
201702-07 | AT&T Wireless | Antenna Change Out | Minor Modification | Seneca Ayr Farm | 68 | 13100 | Old Baltimore Rd West | Boyds | IL-1.0 H-50 | Linthicum Properties Management LLC | Crown Castle | Private | 39.2124 | -77.2755 | Monopole | 140 | 0 | Jose Pugeda | 2016-12-20 | 2017-01-04 | Recommended | Seneca Ayr Farm |  | https://s3.amazonaws.com/montgomerycountytfcg/Applications/MC201702-07.pdf
201702-08 | AT&T Wireless | Antenna Change Out | Minor Modification | Well Lane Water Tank | 2 | 11400 | Woodglen Dr & Executive Blvd | Rockville | CR-3.0 C-1.5 R-2.5 H-100 | WSSC | WSSC | Public | 39.0436 | -77.1141 | Water Tank | 105 | 0 | Jose Pugeda | 2016-12-20 | 2017-01-04 | Recommended | White Flint |  | https://s3.amazonaws.com/montgomerycountytfcg/Applications/MC201702-08.pdf
201702-02 | T-Mobile | New Monopole | New | Warfield Property | 423.01 | 25723 | Woodfield Rd | Damascus | RNC | James Warfield |  | Private | 39.2754 | -77.204 | Monopole | 150 | 0 | Tracy Themak | 2016-12-19 | 2017-04-05 | Recommended | Warfield Monopole |  | https://s3.amazonaws.com/montgomerycountytfcg/Applications/MC201702-02.pdf
201702-01 | Sprint | Antenna Change Out | Minor Modification | Goldsboro Rd Site | 129 | 6400 | Goldsboro Rd | Bethesda | CRT-0.75 C-0.75 R-0.25 H-35 | 6400 Goldsboro LLC |  | Private | 38.9701 | -77.1296 | Building | 55.8 | 0 | Lori Solanky-Carter | 2016-12-16 | 2017-01-04 | Recommended | WA74XC741 |  | https://s3.amazonaws.com/montgomerycountytfcg/Applications/MC201702-01.pdf
201701-09 | T-Mobile | Colocation | Colocation | Georgia Ave Parking Garage | 580 | 2425 | Blueridge Ave | Silver Spring | CR-4.0 | Georgia Ave inc. c/o Avalon Bay Communities, Inc |  | Public | 39.0437 | -77.0512 | Building | 60 | 0 | Timothy Dwyer | 2016-12-13 | 2017-01-04 | Recommended | 7WAN301 |  | https://s3.amazonaws.com/montgomerycountytfcg/Applications/MC201701-09.pdf
201701-10 | Verizon Wireless | Colocation | Colocation | Pepco 171-S | 470 | 1801 | Ednor Rd | Silver Spring | RC | Pepco | Pepco | Private | 39.1399 | -76.9755 | Tower | 133 | 0 | Arun Sudama | 2016-12-13 | 2017-01-04 | Recommended | Ednor Road |  | https://s3.amazonaws.com/montgomerycountytfcg/Applications/MC201701-10.pdf
201701-11 | Verizon Wireless | Antenna Change Out | Minor Modification | WWDC Radio Tower | 40 | 8800 | Brookeville Rd | Silver Spring | IM-2.5 H-50 | Chancellor Media Corp. |  | Private | 38.9999 | -77.057 | Tower | 695 | 0 | Shari Saslaw | 2016-12-13 | 2017-02-01 | Recommended | Brookeville Road |  | https://s3.amazonaws.com/montgomerycountytfcg/Applications/MC201701-11.pdf
201701-06 | T-Mobile | Colocation | Colocation | The Overlook | 579 | 3200 | N. Leisure World Blvd | Silver Spring | PRC | Vantage Point East |  | Public | 39.1074 | -77.0661 | Building | 103 | 0 | Ayiehsa Beverly | 2016-12-12 | 2017-01-04 | Recommended | 7WAN119F |  | https://s3.amazonaws.com/montgomerycountytfcg/Applications/MC201701-06.pdf
201701-07 | Sprint/Nextel | Antenna Change Out | Minor Modification | Fire Station 31 | 10 | 12100 | Darnestown Rd | Gaithersburg | R-200 | Montgomery County |  | Public | 39.1161 | -77.2512 | Monopole | 161 | 0 | Jessica Bingham | 2016-12-12 | 2017-01-04 | Recommended | DC03XC069Z |  | https://s3.amazonaws.com/montgomerycountytfcg/Applications/MC201701-07.pdf
201701-08 | Verizon Wireless | Existing building | Colocation | Miller Company Bldg | 309 | 4701 | Sangamore Rd | Bethesda | NR-0.75 H-45 | WC & AN Miller Development Co |  | Private | 38.9498 | -77.1194 | Building | 51.5 | 0 | Joshua Schakola | 2016-12-12 | 2017-01-04 | Recommended | Palisades |  | https://s3.amazonaws.com/montgomerycountytfcg/Applications/MC201701-08.pdf
201701-04 | Verizon Wireless | New Monopole | New | Neelsville Middle School | 475 | 11700 | Neelsville Church Rd | Germantown | R-200 | MCPS | School | Public | 39.1935 | -77.2406 | Monopole | 150 | 0 | Wesley Winner | 2016-12-09 | 2017-01-04 | Recommended | Neelsville |  | https://s3.amazonaws.com/montgomerycountytfcg/Applications/MC201701-04.pdf
201701-05 | T-Mobile | Add Equipment | Minor Modification | Fire Station 31 | 10 | 12100 | Darnestown Rd | Gaithersburg | R-200 | Montgomery County |  | Public | 39.1161 | -77.2512 | Monopole | 161 | 0 | Tom Williamson | 2016-12-09 | 2016-12-27 | Withdrawn | Rockville Firehouse |  | https://montgomerycountytfcg.s3.amazonaws.com/Applications/MC201701-05.pdf
201701-02 | T-Mobile | Antenna Change Out | Minor Modification | Pepco 195-S | 341 | 4751 | Sandy Spring Rd | Burtonsville | R-200 | Pepco | Pepco | Private | 39.106 | -76.9131 | Tower | 150 | 0 | Ryan Fitzgerald | 2016-11-28 | 2016-12-07 | Recommended | PEPCO Burtonsville |  | https://s3.amazonaws.com/montgomerycountytfcg/Applications/MC201701-02.pdf
201701-03 | T-Mobile | Add Equipment | Minor Modification | Park Montgomery Apts | 26 | 8860 | Piney Branch Rd | Silver Spring | R-H | Park Montgomery Limited Prtnrshp |  | Private | 39.0005 | -76.9917 | Building | 147 | 0 | Ryan Fitzgerald | 2016-11-28 | 2016-12-07 | Recommended | Park Montgomery |  | https://s3.amazonaws.com/montgomerycountytfcg/Applications/MC201701-03.pdf
201701-01 | T-Mobile | Antenna Change Out | Minor Modification | Petrucelli Property | 275 | 14120 | Darnestown Rd | Gaithersburg | CRN-0.25 C-0.25 R-0.0 H-35 | Vanic LLC |  | Private | 39.1037 | -77.2934 | Monopole | 105.7 | 0 | Steven Fanshaw | 2016-11-18 | 2017-01-04 | Recommended | 7WAN296B |  | https://s3.amazonaws.com/montgomerycountytfcg/Applications/MC201701-01.pdf
201612-07 | T-Mobile | Add Equipment | Minor Modification | Oakview Recreation Assoc. | 344 | 1101 | Corliss St | Silver Spring | R-90 | Oakview Recreation Association |  | Private | 39.017 | -76.99 | Monopole | 120 | 0 | Michael Wingard | 2016-11-14 | 2016-12-07 | Recommended | 7WAN272C |  | https://s3.amazonaws.com/montgomerycountytfcg/Applications/201612-07.pdf
201612-08 | T-Mobile | Antenna Change Out | Minor Modification | Village Square Apartments | 43.03 | 12011 | Veirs Mill Rd | Silver Spring | R-60 | Louis Grossberg |  | Private | 39.0527 | -77.0751 | Building | 42 | 0 | Andrew Swanekamp | 2016-11-14 | 2016-12-07 | Recommended | 7WAN053A |  | https://s3.amazonaws.com/montgomerycountytfcg/Applications/201612-08.pdf
201612-06 | T-Mobile | Antenna Change Out | Minor Modification | Rockville Measuring Station | 102 | 15030 | Frederick Rd | Rockville | IM-2.5 H-50 | Atlantic Seaboard Corp |  | Private | 39.1021 | -77.1572 | Tower | 188 | 0 | Andrew Swanekamp | 2016-11-10 | 2016-12-07 | Recommended | 7WAN092A |  | https://s3.amazonaws.com/montgomerycountytfcg/Applications/201612-06.pdf
201612-05 | Verizon Wireless | Colocation | Colocation | Sligo Creek Radio Tower | 506 | 9701 | Sligo Creek Pkwy | Silver Spring | R-60 | MNCPPC |  | Private | 39.0142 | -77.0292 | Tower | 247 | 0 | Wesley Winner | 2016-11-07 | 2016-12-07 | Recommended | Sligo |  | https://s3.amazonaws.com/montgomerycountytfcg/Applications/201612-05.pdf
201612-04 | T-Mobile | Antenna Change Out | Minor Modification | Bullis Prep School | 22 | 10601 | Falls Rd | Potomac | RE-2 | The Bullis School Inc. | School | Private | 39.0296 | -77.1945 | Monopole | 130 | 0 | Steven Fanshaw | 2016-11-01 | 2017-01-04 | Recommended | 7WAN210A |  | https://s3.amazonaws.com/montgomerycountytfcg/Applications/201612-04.pdf
201612-03 | T-Mobile | Antenna Change Out | Minor Modification | Daly Elementary School | 324 | 20301 | Brandermill Dr | Germantown | R-90 | MCPS | School | Public | 39.1888 | -77.2325 | Monopole | 101 | 0 | Phil Stetler | 2016-10-31 | 2016-12-07 | Recommended | 7WAN144A |  | https://s3.amazonaws.com/montgomerycountytfcg/Applications/201612-03.pdf
201612-02 | Sprint | Colocation | Colocation | Shady Grove Medical Center | 401 | 9850 | Key West Ave | Darnestown | CR-1.0 C-0.5 R-1.0 H-150 | HSRE-Cap Med Shady Grove Med Village LLC |  | Private | 39.1004 | -77.2104 | Building | 52 | 0 | Phil Stetler | 2016-10-21 | 2016-11-02 | Recommended | CapMed Shady Grove |  | https://s3.amazonaws.com/montgomerycountytfcg/Applications/201612-02.pdf
201612-01 | Sprint | Antenna Change Out | Minor Modification | Rinaldi Property | 24 | 15700 | Georgia Ave | Olney | R-200 | Patricia V Rinaldi |  | Private | 39.1159 | -77.0745 | Monopole | 120 | 0 | Steven Fanshaw | 2016-10-17 | 2016-11-02 | Recommended | WA23XC423 |  | https://s3.amazonaws.com/montgomerycountytfcg/Applications/201612-01.pdf
201611-125 | T-Mobile | Antenna Change Out | Colocation | EZ Storage - Takoma Park | 388 | 1352 | Holton Ln | Adelphi | CRT-2.5 C-2.5 R-1.5 H-80 | Takoma Park Land LLLP |  | Private | 38.9858 | -76.9853 | Building | 33.3 | 0 | Timothy Dwyer | 2016-10-11 | 2016-11-02 | Recommended | 7WAS562A |  | https://s3.amazonaws.com/montgomerycountytfcg/Applications/201611-125.pdf
201611-124 | AT&T Wireless | Colocation | Colocation | Wentworth House | 458 | 5411 | McGrath Blvd | N Bethesda | CR-4.0 C-2 R-3.5 H-250 | LCOR North Bethesda Residential One, LLC |  | Private | 39.0497 | -77.1085 | Building | 160.8 | 0 | Ryan Foltz | 2016-10-10 | 2016-11-02 | Recommended | Loehmann's Plaza |  | https://s3.amazonaws.com/montgomerycountytfcg/Applications/201611-124.pdf
201611-126 | Verizon Wireless | New Monopole | New | Extra Space Storage Monopole | 578 | 12030 | Parklawn Dr | Rockville | IL-1.0 H-50 | ESS Prisa LLC |  | Private | 39.0546 | -77.1078 | Monopole | 100 | 0 | Joshua Schakola | 2016-10-03 | 2016-12-07 | Recommended | Loemann's |  | https://s3.amazonaws.com/montgomerycountytfcg/Applications/201611-126.pdf
201611-05 | Sprint/Nextel | Attach two antennas, one 29"-high and one 14" high and one remote radio head (RRH) to a 30' utility pole | Colocation | Mobilitie@9MDB000729 | 573.01 |  | Cordell Ave/Norfolk Ave | Bethesda | CR-3.0 | Montgomery County |  | Public | 38.9891 | -77.0983 | Monopole |  | -1 | T. Owensby | 2016-09-30 |  | Withdrawn | 9MDB000729 |  | https://montgomerycountytfcg.s3.amazonaws.com/Applications/201611-05.pdf
201611-06 | Sprint/Nextel | Attach two antennas, one 29"-high and one 14" high and one remote radio head (RRH) to a 39' utility pole. [Queston on jurisdiciton - located on Western Avenue). | Colocation | Mobilitie@9DCB000569 | 573.02 |  | Western Ave/Wisconsin Ave NW | Bethesda | CR-5.0 | Montgomery County |  | Public | 38.9605 | -77.0863 | Monopole |  | -1 | T. Owensby | 2016-09-30 |  | Withdrawn | 9DCB000569 |  | https://montgomerycountytfcg.s3.amazonaws.com/Applications/201611-06.pdf
201611-07 | Sprint/Nextel | New DAS Monopole | New | Mobilitie@9MDB001802 | 573.03 |  | Parklawn Dr/Wilkins Ave | North Bethesda | CR-2.0 | Montgomery County |  | Public | 39.061 | -77.113 | Monopole |  | -1 | T. Owensby | 2016-09-30 |  | Withdrawn | 9MDB001802 |  | https://montgomerycountytfcg.s3.amazonaws.com/Applications/201611-07.pdf
201611-08 | Sprint/Nextel | New DAS Monopole | New | Mobilitie@9MDB001794 | 573.04 |  | Citadel Ave/Old Georgetown Rd | Bethesda | CR-3.0 | Montgomery County |  | Public | 39.05 | -77.11 | Monopole |  | -1 | T. Owensby | 2016-09-30 |  | Withdrawn | 9MDB001794 |  | https://montgomerycountytfcg.s3.amazonaws.com/Applications/201611-08.pdf
201611-09 | Sprint/Nextel | New DAS Monopole | New | Mobilitie@9MDB001548 | 573.05 |  | Friendship Blvd/Willard Ave | Chevy Chase | CR-3.0 | Montgomery County |  | Public | 38.961 | -77.089 | Monopole |  | -1 | T. Owensby | 2016-09-30 |  | Withdrawn | 9MDB001548 |  | https://montgomerycountytfcg.s3.amazonaws.com/Applications/201611-09.pdf
201611-10 | Sprint/Nextel | New DAS Monopole | New | Mobilitie@9MDB001552 | 573.06 |  | N Park Ave/Shoemaker Farm Ln | Chevy Chase | CR-3.0 | Montgomery County |  | Public | 38.963 | -77.091 | Monopole |  | -1 | T. Owensby | 2016-09-30 |  | Withdrawn | 9MDB001552 |  | https://montgomerycountytfcg.s3.amazonaws.com/Applications/201611-10.pdf
201611-11 | Sprint/Nextel | New DAS Monopole | New | Mobilitie@9MDB001551 | 573.07 |  | Wisconsin Ave/Willard Ave | Chevy Chase | CR-3.0 | Montgomery County |  | Public | 38.962 | -77.087 | Monopole |  | -1 | T. Owensby | 2016-09-30 |  | Withdrawn | 9MDB001551 |  | https://montgomerycountytfcg.s3.amazonaws.com/Applications/201611-11.pdf
201611-12 | Sprint/Nextel | New DAS Monopole | New | Mobilitie@9MDB001799 | 573.08 |  | Nebel St/Randolph Rd | North Bethesda | CR-3.0 | Montgomery County |  | Public | 39.053 | -77.111 | Monopole |  | -1 | T. Owensby | 2016-09-30 |  | Withdrawn | 9MDB001799 |  | https://montgomerycountytfcg.s3.amazonaws.com/Applications/201611-12.pdf
201611-13 | Sprint/Nextel | New DAS Monopole | New | Mobilitie@9MDB001795 | 573.09 |  | Nicholson Ln/Nebel St | North Bethesda | CR-3.0 | Montgomery County |  | Public | 39.046 | -77.105 | Monopole |  | -1 | T. Owensby | 2016-09-30 |  | Withdrawn | 9MDB001795 |  | https://montgomerycountytfcg.s3.amazonaws.com/Applications/201611-13.pdf
201611-14 | Sprint/Nextel | New DAS Monopole | New | Mobilitie@9MDB001543 | 573.1 |  | Silver Spring Ave/Fenton St | Silver Spring | CR-3.0 | Montgomery County |  | Public | 38.992 | -77.024 | Monopole |  | -1 | T. Owensby | 2016-09-30 |  | Withdrawn | 9MDB001543 |  | https://montgomerycountytfcg.s3.amazonaws.com/Applications/201611-14.pdf
201611-15 | Sprint/Nextel | New DAS Monopole | New | Mobilitie@9MDB000730 | 573.11 |  | Del Ray Ave/Norfolk Ave | Bethesda | CR-5.0 | Montgomery County |  | Public | 38.9905 | -77.0983 | Monopole |  | -1 | T. Owensby | 2016-09-30 |  | Withdrawn | 9MDB000730 |  | https://montgomerycountytfcg.s3.amazonaws.com/Applications/201611-15.pdf
201611-16 | Sprint/Nextel | New DAS Monopole | New | Mobilitie@9MDB001542 | 573.12 |  | Apple Ave/2nd Ave | Silver Spring | CR-5.0 | Montgomery County |  | Public | 38.996 | -77.033 | Monopole |  | -1 | T. Owensby | 2016-09-30 |  | Withdrawn | 9MDB001542 |  | https://montgomerycountytfcg.s3.amazonaws.com/Applications/201611-16.pdf
201611-17 | Sprint/Nextel | New DAS Monopole | New | Mobilitie@9MDB000737 | 573.13 |  | East-West Hwy/Blair Mill Rd | Silver Spring | CR-5.0 | Montgomery County |  | Public | 38.991 | -77.029 | Monopole |  | -1 | T. Owensby | 2016-09-30 |  | Withdrawn | 9MDB000737 |  | https://montgomerycountytfcg.s3.amazonaws.com/Applications/201611-17.pdf
201611-18 | Sprint/Nextel | New DAS Monopole | New | Mobilitie@9MDB001541 | 573.14 |  | Fenton St/Cameron St | Silver Spring | CR-5.0 | Montgomery County |  | Public | 38.9982 | -77.0281 | Monopole |  | -1 | T. Owensby | 2016-09-30 |  | Withdrawn | 9MDB001541 |  | https://montgomerycountytfcg.s3.amazonaws.com/Applications/201611-18.pdf
201611-19 | Sprint/Nextel | New DAS Monopole | New | Mobilitie@9MDB001545 | 573.15 |  | Fenton St/ New York Ave | Silver Spring | CR-5.0 | Montgomery County |  | Public | 38.986 | -77.023 | Monopole |  | -1 | T. Owensby | 2016-09-30 |  | Withdrawn | 9MDB001545 |  | https://montgomerycountytfcg.s3.amazonaws.com/Applications/201611-19.pdf
201611-20 | Sprint/Nextel | New DAS Monopole | New | Mobilitie@9MDB000759 | 573.16 |  | Fenwick Ln/2nd Ave | Silver Spring | CR-8.0 | Montgomery County |  | Public | 38.997 | -77.032 | Monopole |  | -1 | T. Owensby | 2016-09-30 |  | Withdrawn | 9MDB000759 |  | https://montgomerycountytfcg.s3.amazonaws.com/Applications/201611-20.pdf
201611-21 | Sprint/Nextel | New DAS Monopole | New | Mobilitie@9MDB001786 | 573.17 |  | Rockledge Dr/Rock Spring Dr | Bethesda | EOF-1.25 | Montgomery County |  | Public | 39.025 | -77.133 | Monopole |  | -1 | T. Owensby | 2016-09-30 |  | Withdrawn | 9MDB001786 |  | https://montgomerycountytfcg.s3.amazonaws.com/Applications/201611-21.pdf
201611-22 | Sprint/Nextel | New DAS Monopole | New | Mobilitie@9MDB000726 | 573.18 |  | East-West Hwy/Pearl St | Bethesda | EOF-3.0 | Montgomery County |  | Public | 38.985 | -77.089 | Monopole |  | -1 | T. Owensby | 2016-09-30 |  | Withdrawn | 9MDB000726 |  | https://montgomerycountytfcg.s3.amazonaws.com/Applications/201611-22.pdf
201611-23 | Sprint/Nextel | New DAS Monopole | New | Mobilitie@9MDB000764 | 573.19 |  | Gainsborough Rd/Georgetowne Dr | Rockville | NR-0.75 | Montgomery County |  | Public | 39.044 | -77.172 | Monopole |  | -1 | T. Owensby | 2016-09-30 |  | Withdrawn | 9MDB000764 |  | https://montgomerycountytfcg.s3.amazonaws.com/Applications/201611-23.pdf
201611-24 | Sprint/Nextel | New DAS Monopole | New | Mobilitie@9MDB000728 | 573.2 |  | Chelton Rd/Kentbury Dr | Bethesda | R-60 | Montgomery County |  | Public | 38.9866 | -77.0877 | Monopole |  | -1 | T. Owensby | 2016-09-30 |  | Withdrawn | 9MDB000728 |  | https://montgomerycountytfcg.s3.amazonaws.com/Applications/201611-24.pdf
201611-25 | Sprint/Nextel | New DAS Monopole | New | Mobilitie@9MDB000744 | 573.21 |  | Wisconsin Ave/Woodmont Ave | Bethesda | R-60 | Montgomery County |  | Public | 38.996 | -77.097 | Monopole |  | -1 | T. Owensby | 2016-09-30 |  | Withdrawn | 9MDB000744 |  | https://montgomerycountytfcg.s3.amazonaws.com/Applications/201611-25.pdf
201611-26 | Sprint/Nextel | New DAS Monopole | New | Mobilitie@9MDB001550 | 573.22 |  | Willard Ave/N Park Ave | Chevy Chase | R-60 | Montgomery County |  | Public | 38.9628 | -77.0949 | Monopole |  | -1 | T. Owensby | 2016-09-30 |  | Withdrawn | 9MDB001550 |  | https://montgomerycountytfcg.s3.amazonaws.com/Applications/201611-26.pdf
201611-27 | Sprint/Nextel | New DAS Monopole | New | Mobilitie@9MDB001539 | 573.23 |  | Pershing Dr/Cedar St | Silver Spring | R-60 | Montgomery County |  | Public | 38.998 | -77.023 | Monopole |  | -1 | T. Owensby | 2016-09-30 |  | Withdrawn | 9MDB001539 |  | https://montgomerycountytfcg.s3.amazonaws.com/Applications/201611-27.pdf
201611-28 | Sprint/Nextel | New DAS Monopole | New | Mobilitie@9MDB001546 | 573.24 |  | Philadelphia Ave/Hwy 410/Fenton St | Silver Spring | R-60 | Montgomery County |  | Public | 38.9875 | -77.0228 | Monopole |  | -1 | T. Owensby | 2016-09-30 |  | Withdrawn | 9MDB001546 |  | https://montgomerycountytfcg.s3.amazonaws.com/Applications/201611-28.pdf
201611-29 | Sprint/Nextel | New DAS Monopole | New | Mobilitie@9MDB001547 | 573.25 |  | Woodbury Dr/Sligo Ave | Silver Spring | R-60 | Montgomery County |  | Public | 38.99 | -77.023 | Monopole |  | -1 | T. Owensby | 2016-09-30 |  | Withdrawn | 9MDB001547 |  | https://montgomerycountytfcg.s3.amazonaws.com/Applications/201611-29.pdf
201611-30 | Sprint/Nextel | New DAS Monopole | New | Mobilitie@9MDB001544 | 573.26 |  | Takoma Ave/New York Ave | Takoma Park | R-60 | Montgomery County ROW |  | Public | 38.9841 | -77.02 | Monopole | 39 | -1 | T. Owensby | 2016-09-30 |  | Withdrawn | 9MDB001544 |  | https://montgomerycountytfcg.s3.amazonaws.com/Applications/201611-30.pdf
201611-31 | Sprint/Nextel | New DAS Monopole | New | Mobilitie@9MDB001540 | 574 |  | Spring St/Fairview Rd | Silver Spring | R-60 | Montgomery County |  | Public | 39 | -77.029 | Monopole |  | -1 | T. Owensby | 2016-09-30 |  | Withdrawn | 9MDB001540 |  | https://montgomerycountytfcg.s3.amazonaws.com/Applications/201611-31.pdf
201611-32 | Sprint/Nextel | New DAS Monopole | New | Mobilitie@9MDB000835 | 574.01 |  | Towne Crest Dr/Larchmont Terr | Gaithersburg | RT-12.5 | Montgomery County |  | Public | 39.146 | -77.174 | Monopole |  | -1 | T. Owensby | 2016-09-30 |  | Withdrawn | 9MDB000835 |  | https://montgomerycountytfcg.s3.amazonaws.com/Applications/201611-32.pdf
201611-33 | Sprint/Nextel | New DAS Monopole | New | Mobilitie@9MDB000731 | 574.02 |  | Cordell Ave/Woodmont Ave | Bethesda | CR-3.0 | Montgomery County |  | Public | 38.991 | -77.096 | Monopole |  | -1 | T. Owensby | 2016-09-30 |  | Withdrawn | 9MDB000731 |  | https://montgomerycountytfcg.s3.amazonaws.com/Applications/201611-33.pdf
201611-34 | Sprint/Nextel | New DAS Monopole | New | Mobilitie@9MDB000870 | 574.03 |  | Scenery Dr/Blunt Rd | Germantown | R-60 | Montgomery County |  | Public | 39.185 | -77.232 | Monopole |  | -1 | T. Owensby | 2016-09-30 |  | Withdrawn | 9MDB000870 |  | https://montgomerycountytfcg.s3.amazonaws.com/Applications/201611-34.pdf
201611-35 | Sprint/Nextel | New DAS Monopole | New | Mobilitie@9MDB000758 | 574.04 |  | Bonifant St/Ramsey Ave | Silver Spring | R-200 | Montgomery County |  | Public | 38.9934 | -77.029 | Monopole |  | -1 | T. Owensby | 2016-09-30 |  | Withdrawn | 9MDB000758 |  | https://montgomerycountytfcg.s3.amazonaws.com/Applications/201611-35.pdf
201611-36 | Sprint/Nextel | New DAS Monopole | New | Mobilitie@9MDB001808 | 574.05 |  | Twinbrook Pkwy/Dowgate Ct | Rockville | R-20 | Montgomery County |  | Public | 39.07 | -77.114 | Monopole |  | -1 | T. Owensby | 2016-09-30 |  | Withdrawn | 9MDB001808 |  | https://montgomerycountytfcg.s3.amazonaws.com/Applications/201611-36.pdf
201611-37 | Sprint/Nextel | New DAS Monopole | New | Mobilitie@9MDB000713 | 574.06 |  | Sangamore Rd/Sentinel Dr | Bethesda | R-90 | Montgomery County |  | Public | 38.95 | -77.12 | Monopole |  | -1 | T. Owensby | 2016-09-30 |  | Withdrawn | 9MDB000713 |  | https://montgomerycountytfcg.s3.amazonaws.com/Applications/201611-37.pdf
201611-38 | Sprint/Nextel | New DAS Monopole | New | Mobilitie@9MDB000736 | 574.07 |  | Kennett St/Newell St | Silver Spring | CR-3.0 | Montgomery County |  | Public | 38.9885 | -77.0287 | Monopole |  | -1 | T. Owensby | 2016-09-30 |  | Withdrawn | 9MDB000736 |  | https://montgomerycountytfcg.s3.amazonaws.com/Applications/201611-38.pdf
201611-39 | Sprint/Nextel | New DAS Monopole | New | Mobilitie@9MDB001121 | 574.08 |  | Fenway Dr/Fenway Rd | Bethesda | RE-2 | Montgomery County |  | Public | 38.997 | -77.173 | Monopole |  | -1 | T. Owensby | 2016-09-30 |  | Withdrawn | 9MDB001121 |  | https://montgomerycountytfcg.s3.amazonaws.com/Applications/201611-39.pdf
201611-40 | Sprint/Nextel | New DAS Monopole | New | Mobilitie@9MDB001060 | 574.09 |  | Traville Gateway Dr/Darnestown Rd | Rockville | LSC-1.0 | Montgomery County |  | Public | 39.096 | -77.202 | Monopole |  | -1 | T. Owensby | 2016-09-30 |  | Withdrawn | 9MDB001060 |  | https://montgomerycountytfcg.s3.amazonaws.com/Applications/201611-40.pdf
201611-41 | Sprint/Nextel | New DAS Monopole | New | Mobilitie@9MDB001876 | 574.1 |  | Century Blvd/Cloverleaf Center Dr | Germantown | CR-2.0 | Montgomery County |  | Public | 39.193 | -77.266 | Monopole |  | -1 | T. Owensby | 2016-09-30 |  | Withdrawn | 9MDB001876 |  | https://montgomerycountytfcg.s3.amazonaws.com/Applications/201611-41.pdf
201611-42 | Sprint/Nextel | New DAS Monopole | New | Mobilitie@9MDB000719 | 574.11 |  | Woodmont Ave/Hampden Ln | Bethesda | CR-5.0 | Montgomery County |  | Public | 38.983 | -77.096 | Monopole |  | -1 | T. Owensby | 2016-09-30 |  | Withdrawn | 9MDB000719 |  | https://montgomerycountytfcg.s3.amazonaws.com/Applications/201611-42.pdf
201611-43 | Sprint/Nextel | New DAS Monopole | New | Mobilitie@9MDB001780 | 574.12 |  | Reedie Dr/Triangle Ln | Silver Spring | CR-6.0 | Montgomery County |  | Public | 39.039 | -77.052 | Monopole |  | -1 | T. Owensby | 2016-09-30 |  | Withdrawn | 9MDB001780 |  | https://montgomerycountytfcg.s3.amazonaws.com/Applications/201611-43.pdf
201611-44 | Sprint/Nextel | New DAS Monopole | New | Mobilitie@9MDB001538 | 574.13 |  | Sligo Ave/Ritchie Ave | Silver Spring | CRT-0.75 | Montgomery County |  | Public | 38.99 | -77.018 | Monopole |  | -1 | T. Owensby | 2016-09-30 |  | Withdrawn | 9MDB001538 |  | https://montgomerycountytfcg.s3.amazonaws.com/Applications/201611-44.pdf
201611-45 | Sprint/Nextel | New DAS Monopole | New | Mobilitie@9MDB001258 | 574.14 |  | New Cut Rd/Little Seneca Pkwy | Clarksburg | PD-4 | Montgomery County |  | Public | 39.2318 | -77.2471 | Monopole |  | -1 | T. Owensby | 2016-09-30 |  | Withdrawn | 9MDB001258 |  | https://montgomerycountytfcg.s3.amazonaws.com/Applications/201611-45.pdf
201611-46 | Sprint/Nextel | New DAS Monopole | New | Mobilitie@9MDB001877 | 574.15 |  | Waring Station Rd/Summer Oak Dr | Germantown | PD-9 | Montgomery County |  | Public | 39.1648 | -77.2471 | Monopole |  | -1 | T. Owensby | 2016-09-30 |  | Withdrawn | 9MDB001877 |  | https://montgomerycountytfcg.s3.amazonaws.com/Applications/201611-46.pdf
201611-47 | Sprint/Nextel | New DAS Monopole | New | Mobilitie@9MDB001981 | 574.16 |  | Wisteria Dr/Great Seneca Hwy | Germantown | PD-9 | Montgomery County |  | Public | 39.171 | -77.262 | Monopole |  | -1 | T. Owensby | 2016-09-30 |  | Withdrawn | 9MDB001981 |  | https://montgomerycountytfcg.s3.amazonaws.com/Applications/201611-47.pdf
201611-48 | Sprint/Nextel | New DAS Monopole | New | Mobilitie@9MDB000718 | 574.17 |  | Strathmore St/Bradley Blvd | Bethesda | R-10 | Montgomery County |  | Public | 38.9781 | -77.0927 | Monopole |  | -1 | T. Owensby | 2016-09-30 |  | Withdrawn | 9MDB000718 |  | https://montgomerycountytfcg.s3.amazonaws.com/Applications/201611-48.pdf
201611-49 | Sprint/Nextel | New DAS Monopole | New | Mobilitie@9MDB001566 | 574.18 |  | Manchester Rd/E Wayne Ave | Silver Spring | R-10 | Montgomery County |  | Public | 38.999 | -77.009 | Monopole |  | -1 | T. Owensby | 2016-09-30 |  | Withdrawn | 9MDB001566 |  | https://montgomerycountytfcg.s3.amazonaws.com/Applications/201611-49.pdf
201611-50 | Sprint/Nextel | New DAS Monopole | New | Mobilitie@9MDB001771 | 574.19 |  | Grand Pre Rd/Bel Pre Rd | Aspen Hill | R-20 | Montgomery County |  | Public | 39.093 | -77.076 | Monopole |  | -1 | T. Owensby | 2016-09-30 |  | Withdrawn | 9MDB001771 |  | https://montgomerycountytfcg.s3.amazonaws.com/Applications/201611-50.pdf
201611-51 | Sprint/Nextel | New DAS Monopole | New | Mobilitie@9MDB001951 | 574.2 |  | Forest View Pl/Shadow Oak Dr | Montgomery Village | R-20 | Montgomery County |  | Public | 39.1892 | -77.2033 | Monopole |  | -1 | T. Owensby | 2016-09-30 |  | Withdrawn | 9MDB001951 |  | https://montgomerycountytfcg.s3.amazonaws.com/Applications/201611-51.pdf
201611-52 | Sprint/Nextel | New DAS Monopole | New | Mobilitie@9MDB001842 | 574.21 |  | Watkins Mill Rd/Kindly Ct | Montgomery Village | R-20 | Montgomery County |  | Public | 39.1696 | -77.2091 | Monopole |  | -1 | T. Owensby | 2016-09-30 |  | Withdrawn | 9MDB001842 |  | https://montgomerycountytfcg.s3.amazonaws.com/Applications/201611-52.pdf
201611-53 | Sprint/Nextel | New DAS Monopole | New | Mobilitie@9MDB001773 | 574.22 |  | Longmead Crossing Dr/Homecrest Rd | Aspen Hill | R-200 | Montgomery County |  | Public | 39.1035 | -77.0541 | Monopole |  | -1 | T. Owensby | 2016-09-30 |  | Withdrawn | 9MDB001773 |  | https://montgomerycountytfcg.s3.amazonaws.com/Applications/201611-53.pdf
201611-54 | Sprint/Nextel | New DAS Monopole | New | Mobilitie@9MDB001866 | 574.23 |  | Bethesda Church Rd/Ridge Rd | Damascus | R-200 | Montgomery County |  | Public | 39.2838 | -77.2089 | Monopole |  | -1 | T. Owensby | 2016-09-30 |  | Withdrawn | 9MDB001866B |  | https://montgomerycountytfcg.s3.amazonaws.com/Applications/201611-54.pdf
201611-55 | Sprint/Nextel | New DAS Monopole | New | Mobilitie@9MDB001942 | 574.24 |  | Cashell Rd/Cherry Valley Dr | Rockville | R-200 | Montgomery County |  | Public | 39.1369 | -77.0868 | Monopole |  | -1 | T. Owensby | 2016-09-30 |  | Withdrawn | 9MDB001942 |  | https://montgomerycountytfcg.s3.amazonaws.com/Applications/201611-55.pdf
201611-56 | Sprint/Nextel | New DAS Monopole | New | Mobilitie@9MDB001553 | 574.25 |  | Capital Crescent Trail/River Rd | Bethesda | R-60 | Montgomery County |  | Public | 38.965 | -77.103 | Monopole |  | -1 | T. Owensby | 2016-09-30 |  | Withdrawn | 9MDB001553 |  | https://montgomerycountytfcg.s3.amazonaws.com/Applications/201611-56.pdf
201611-57 | Sprint/Nextel | New DAS Monopole | New | Mobilitie@9MDB000750 | 574.26 |  | Jones Bridge Rd/Gladwyne Ct | Bethesda | R-60 | Montgomery County |  | Public | 38.9971 | -77.0927 | Monopole |  | -1 | T. Owensby | 2016-09-30 |  | Withdrawn | 9MDB000750 |  | https://montgomerycountytfcg.s3.amazonaws.com/Applications/201611-57.pdf
201611-58 | Sprint/Nextel | New DAS Monopole | New | Mobilitie@9MDB000720 | 575 |  | Leland St/Woodmont Ave | Bethesda | R-60 | Montgomery County |  | Public | 38.98 | -77.095 | Monopole |  | -1 | T. Owensby | 2016-09-30 |  | Withdrawn | 9MDB000720 |  | https://montgomerycountytfcg.s3.amazonaws.com/Applications/201611-58.pdf
201611-59 | Sprint/Nextel | New DAS Monopole | New | Mobilitie@9MDB001973 | 575.01 |  | Lincoln St/Old Georgetown Rd | Bethesda | R-60 | Montgomery County |  | Public | 38.998 | -77.11 | Monopole |  | -1 | T. Owensby | 2016-09-30 |  | Withdrawn | 9MDB001973 |  | https://montgomerycountytfcg.s3.amazonaws.com/Applications/201611-59.pdf
201611-60 | Sprint/Nextel | New DAS Monopole | New | Mobilitie@9MDB001554 | 575.02 |  | Connecticut Ave/Primrose St | Chevy Chase Village | R-60 | Montgomery County |  | Public | 38.975 | -77.077 | Monopole |  | -1 | T. Owensby | 2016-09-30 |  | Withdrawn | 9MDB001554 |  | https://montgomerycountytfcg.s3.amazonaws.com/Applications/201611-60.pdf
201611-61 | Sprint/Nextel | New DAS Monopole | New | Mobilitie@9MDB001273 | 575.03 |  | Prince Philip Dr/Brooke Farm Dr | Olney | R-60 | Montgomery County |  | Public | 39.154 | -77.057 | Monopole |  | -1 | T. Owensby | 2016-09-30 |  | Withdrawn | 9MDB001273 |  | https://montgomerycountytfcg.s3.amazonaws.com/Applications/201611-61.pdf
201611-62 | Sprint/Nextel | New DAS Monopole | New | Mobilitie@9MDB001871 | 575.04 |  | Dameron Dr/Forest Glen Rd | Silver Spring | R-60 | Montgomery County |  | Public | 39.015 | -77.037 | Monopole |  | -1 | T. Owensby | 2016-09-30 |  | Withdrawn | 9MDB001781 |  | https://montgomerycountytfcg.s3.amazonaws.com/Applications/201611-62.pdf
201611-63 | Sprint/Nextel | New DAS Monopole | New | Mobilitie@9MDB001775 | 575.05 |  | Fredale St/Dalewood Dr | Silver Spring | R-60 | Montgomery County |  | Public | 39.0613 | -77.0688 | Monopole |  | -1 | T. Owensby | 2016-09-30 |  | Withdrawn | 9MDB001775 |  | https://montgomerycountytfcg.s3.amazonaws.com/Applications/201611-63.pdf
201611-64 | Sprint/Nextel | New DAS Monopole | New | Mobilitie@9MDB001783 | 575.06 |  | Julep Ave/Dennis Ave | Silver Spring | R-60 | Montgomery County |  | Public | 39.0262 | -77.0347 | Monopole |  | -1 | T. Owensby | 2016-09-30 |  | Withdrawn | 9MDB001783 |  | https://montgomerycountytfcg.s3.amazonaws.com/Applications/201611-64.pdf
201611-65 | Sprint/Nextel | New DAS Monopole | New | Mobilitie@9MDB001537 | 575.07 |  | Thayer Ave/Houston St | Silver Spring | R-60 | Montgomery County |  | Public | 38.9933 | -77.017 | Monopole |  | -1 | T. Owensby | 2016-09-30 |  | Withdrawn | 9MDB001537 |  | https://montgomerycountytfcg.s3.amazonaws.com/Applications/201611-65.pdf
201611-66 | Sprint/Nextel | New DAS Monopole | New | Mobilitie@9MDB001565 | 575.08 |  | Maple Ave/Lincoln Ave | Takoma Park | R-60 | Montgomery County ROW |  | Public | 38.9838 | -77.005 | Monopole | 39 | -1 | T. Owensby | 2016-09-30 |  | Withdrawn | 9MDB001565 |  | https://montgomerycountytfcg.s3.amazonaws.com/Applications/201611-66.pdf
201611-67 | Sprint/Nextel | New DAS Monopole | New | Mobilitie@9MDB001974 | 575.09 |  | Whittier Blvd/Goodview St | Bethesda | R-90 | Montgomery County |  | Public | 38.982 | -77.126 | Monopole |  | -1 | T. Owensby | 2016-09-30 |  | Withdrawn | 9MDB001974 |  | https://montgomerycountytfcg.s3.amazonaws.com/Applications/201611-67.pdf
201611-68 | Sprint/Nextel | New DAS Monopole | New | Mobilitie@9MDB001862 | 575.1 |  | Wightman Rd/Montgomery Village Ave | Montgomery Village | R-90 | Montgomery County |  | Public | 39.192 | -77.193 | Monopole |  | -1 | T. Owensby | 2016-09-30 |  | Withdrawn | 9MDB001862 |  | https://montgomerycountytfcg.s3.amazonaws.com/Applications/201611-68.pdf
201611-69 | Sprint/Nextel | New DAS Monopole | New | Mobilitie@9MDB001770 | 575.11 |  | Bel Pre Rd/London Ln | Rockville | R-90 | Montgomery County |  | Public | 39.093 | -77.081 | Monopole |  | -1 | T. Owensby | 2016-09-30 |  | Withdrawn | 9MDB001770 |  | https://montgomerycountytfcg.s3.amazonaws.com/Applications/201611-69.pdf
201611-70 | Sprint/Nextel | New DAS Monopole | New | Mobilitie@9MDB001814 | 575.12 |  | W Frankfort Dr/Bardot St | Rockville | R-90 | Montgomery County |  | Public | 39.085 | -77.091 | Monopole |  | -1 | T. Owensby | 2016-09-30 |  | Withdrawn | 9MDB001814 |  | https://montgomerycountytfcg.s3.amazonaws.com/Applications/201611-70.pdf
201611-71 | Sprint/Nextel | New DAS Monopole | New | Mobilitie@9MDB001802 | 575.13 |  | Middlevale Ln/Middlevale Terrace | Silver Spring | R-90 | Montgomery County |  | Public | 39.0653 | -77.0403 | Monopole |  | -1 | T. Owensby | 2016-09-30 |  | Withdrawn | 9MDB000802 |  | https://montgomerycountytfcg.s3.amazonaws.com/Applications/201611-71.pdf
201611-72 | Sprint/Nextel | New DAS Monopole | New | Mobilitie@9MDB001769 | 575.14 |  | Old Vic Blvd/Olney Sandy Spring Rd | Olney | RC | Montgomery County |  | Public | 39.1424 | -77.0474 | Monopole |  | -1 | T. Owensby | 2016-09-30 |  | Withdrawn | 9MDB001769 |  | https://montgomerycountytfcg.s3.amazonaws.com/Applications/201611-72.pdf
201611-73 | Sprint/Nextel | New DAS Monopole | New | Mobilitie@9MDB001943 | 575.15 |  | Cashell Rd/Archwood Way | Rockville | RE-1 | Montgomery County |  | Public | 39.152 | -77.093 | Monopole |  | -1 | T. Owensby | 2016-09-30 |  | Withdrawn | 9MDB001943 |  | https://montgomerycountytfcg.s3.amazonaws.com/Applications/201611-73.pdf
201611-74 | Sprint/Nextel | New DAS Monopole | New | Mobilitie@9MDB001859 | 575.16 |  | Democracy Blvd/Stapleford Hall Dr | Potomac | RE-2 | Montgomery County |  | Public | 39.0241 | -77.1892 | Monopole |  | -1 | T. Owensby | 2016-09-30 |  | Withdrawn | 9MDB001859 |  | https://montgomerycountytfcg.s3.amazonaws.com/Applications/201611-74.pdf
201611-75 | Sprint/Nextel | New DAS Monopole | New | Mobilitie@9MDB001861 | 575.17 |  | Glen Rd/Chimney Swift Dr | Rockville | RE-2 | Montgomery County |  | Public | 39.062 | -77.249 | Monopole |  | -1 | T. Owensby | 2016-09-30 |  | Withdrawn | 9MDB001861 |  | https://montgomerycountytfcg.s3.amazonaws.com/Applications/201611-75.pdf
201611-76 | Sprint/Nextel | New DAS Monopole | New | Mobilitie@9MDB001875 | 575.18 |  | Father Hurley Blvd/Waters Landing Dr | Germantown | T-S | Montgomery County |  | Public | 39.19 | -77.273 | Monopole |  | -1 | T. Owensby | 2016-09-30 |  | Withdrawn | 9MDB001875 |  | https://montgomerycountytfcg.s3.amazonaws.com/Applications/201611-76.pdf
201611-77 | Sprint/Nextel | New DAS Monopole | New | Mobilitie@9MDB001258 | 575.19 |  | Medical Center Dr/Medical Center Way | Rockville | CR-1.0 | Montgomery County |  | Public | 39.0963 | -77.1978 | Monopole |  | -1 | T. Owensby | 2016-09-30 |  | Withdrawn | 9MDB001258 |  | https://montgomerycountytfcg.s3.amazonaws.com/Applications/201611-77.pdf
201611-78 | Sprint/Nextel | New DAS Monopole | New | Mobilitie@9MDB002003 | 575.2 |  | Tech Rd/Broadbirch Dr | Silver Spring | CR-1.0 | Montgomery County |  | Public | 39.056 | -76.967 | Monopole |  | -1 | T. Owensby | 2016-09-30 |  | Withdrawn | 9MDB002003 |  | https://montgomerycountytfcg.s3.amazonaws.com/Applications/201611-78.pdf
201611-79 | Sprint/Nextel | New DAS Monopole | New | Mobilitie@9MDB001872 | 575.21 |  | Seneca Meadows Pkwy/Observation Dr | Germantown | CR-2.0 | Montgomery County |  | Public | 39.197 | -77.258 | Monopole |  | -1 | T. Owensby | 2016-09-30 |  | Withdrawn | 9MDB001872 |  | https://montgomerycountytfcg.s3.amazonaws.com/Applications/201611-79.pdf
201611-80 | Sprint/Nextel | New DAS Monopole | New | Mobilitie@9MDB000723 | 575.22 |  | Montgomery Ln/Wisconsin Ave | Bethesda | CR-5.0 | Montgomery County |  | Public | 38.983 | -77.094 | Monopole |  | -1 | T. Owensby | 2016-09-30 |  | Withdrawn | 9MDB000723 |  | https://montgomerycountytfcg.s3.amazonaws.com/Applications/201611-80.pdf
201611-81 | Sprint/Nextel | New DAS Monopole | New | Mobilitie@9MDB001865 | 575.23 |  | Woodfield Rd/Main St | Damascus | CRT-1.5 | Montgomery County |  | Public | 39.289 | -77.201 | Monopole |  | -1 | T. Owensby | 2016-09-30 |  | Withdrawn | 9MDB001865 |  | https://montgomerycountytfcg.s3.amazonaws.com/Applications/201611-81.pdf
201611-82 | Sprint/Nextel | New DAS Monopole | New | Mobilitie@9MDB001829 | 575.24 |  | Lost Knife Rd/Contour Rd | Montgomery Village | CRT-1.5 | Montgomery County |  | Public | 39.1546 | -77.2006 | Monopole |  | -1 | T. Owensby | 2016-09-30 |  | Withdrawn | 9MDB001829 |  | https://montgomerycountytfcg.s3.amazonaws.com/Applications/201611-82.pdf
201611-83 | Sprint/Nextel | New DAS Monopole | New | Mobilitie@9MDB001863 | 575.25 |  | Wightman Rd/Goshen Rd | Montgomery Village | EOF-0.5 | Montgomery County |  | Public | 39.188 | -77.188 | Monopole |  | -1 | T. Owensby | 2016-09-30 |  | Withdrawn | 9MDB001863 |  | https://montgomerycountytfcg.s3.amazonaws.com/Applications/201611-83.pdf
201611-84 | Sprint/Nextel | New DAS Monopole | New | Mobilitie@9MDB001955 | 575.26 |  | Gateway Center Dr/Stringtown Rd | Clarksburg | EOF-0.75 | Montgomery County |  | Public | 39.231 | -77.281 | Monopole |  | -1 | T. Owensby | 2016-09-30 |  | Withdrawn | 9MDB001955 |  | https://montgomerycountytfcg.s3.amazonaws.com/Applications/201611-84.pdf
201611-85 | Sprint/Nextel | New DAS Monopole | New | Mobilitie@9MDB001790 | 576 |  | Rockledge Dr/Rockledge Blvd | Bethesda | EOF-1.25 | Montgomery County |  | Public | 39.03 | -77.135 | Monopole |  | -1 | T. Owensby | 2016-09-30 |  | Withdrawn | 9MDB001790 |  | https://montgomerycountytfcg.s3.amazonaws.com/Applications/201611-85.pd
201611-86 | Sprint/Nextel | New DAS Monopole | New | Mobilitie@9MDB001788 | 576.01 |  | Fernwood Rd/ Democracy Blvd | Bethesda | EOF-1.5 | Montgomery County |  | Public | 39.024 | -77.135 | Monopole |  | -1 | T. Owensby | 2016-09-30 |  | Withdrawn | 9MDB001788 |  | https://montgomerycountytfcg.s3.amazonaws.com/Applications/201611-86.pdf
201611-87 | Sprint/Nextel | New DAS Monopole | New | Mobilitie@9MDB001762 | 576.02 |  | Automobile Blvd/Briggs Chaney Rd | Silver Spring | GR-1.5 | Montgomery County |  | Public | 39.08 | -76.947 | Monopole |  | -1 | T. Owensby | 2016-09-30 |  | Withdrawn | 9MDB001762 |  | https://montgomerycountytfcg.s3.amazonaws.com/Applications/201611-87.pdf
201611-88 | Sprint/Nextel | New DAS Monopole | New | Mobilitie@9MDB001796 | 576.03 |  | Boiling Brook Pkwy/Hunters Ln | Rockville(North Bethesda) | IL-1.0 | Montgomery County |  | Public | 39.048 | -77.1 | Monopole |  | -1 | T. Owensby | 2016-09-30 |  | Withdrawn | 9MDB001796 |  | https://montgomerycountytfcg.s3.amazonaws.com/Applications/201611-88.pdf
201611-89 | Sprint/Nextel | New DAS Monopole | New | Mobilitie@9MDB001855 | 576.04 |  | Medical Center Dr/Key W Ave | Rockville | LSC-1.5 | Montgomery County |  | Public | 39.103 | -77.196 | Monopole |  | -1 | T. Owensby | 2016-09-30 |  | Withdrawn | 9MDB001855 |  | https://montgomerycountytfcg.s3.amazonaws.com/Applications/201611-89.pdf
201611-90 | Sprint/Nextel | New DAS Monopole | New | Mobilitie@9MDB001812 | 576.05 |  | Bauer Dr/Norbeck Rd | Rockville | NR-0.75 | Montgomery County |  | Public | 39.095 | -77.11 | Monopole |  | -1 | T. Owensby | 2016-09-30 |  | Withdrawn | 9MDB001812 |  | https://montgomerycountytfcg.s3.amazonaws.com/Applications/201611-90.pdf
201611-91 | Sprint/Nextel | New DAS Monopole | New | Mobilitie@9MDB001878 | 576.06 |  | Leaman Farm Rd/Kingsview Village Ave | Germantown | PD-11 | Montgomery County |  | Public | 39.159 | -77.28 | Monopole |  | -1 | T. Owensby | 2016-09-30 |  | Withdrawn | 9MDB001878 |  | https://montgomerycountytfcg.s3.amazonaws.com/Applications/201611-91.pdf
201611-92 | Sprint/Nextel | New DAS Monopole | New | Mobilitie@9MDB000717 | 576.07 |  | Arlington Rd/Bradley Blvd | Bethesda | PD-44 | Montgomery County |  | Public | 38.979 | -77.0986 | Monopole |  | -1 | T. Owensby | 2016-09-30 |  | Withdrawn | 9MDB000717 |  | https://montgomerycountytfcg.s3.amazonaws.com/Applications/201611-92.pdf
201611-93 | Sprint/Nextel | New DAS Monopole | New | Mobilitie@9MDB001778 | 576.08 |  | Veirs Mill Rd/Valley View | Silver Spring | PD-9 | Montgomery County |  | Public | 39.035 | -77.052 | Monopole |  | -1 | T. Owensby | 2016-09-30 |  | Withdrawn | 9MDB001778 |  | https://montgomerycountytfcg.s3.amazonaws.com/Applications/201611-93.pdf
201611-94 | Sprint/Nextel | New DAS Monopole | New | Mobilitie@9MDB001001 | 576.09 |  | Cherry Hill Rd/Plum Orchard Dr | Silver Spring | R-1.0 | Montgomery County |  | Public | 39.053 | -76.953 | Monopole |  | -1 | T. Owensby | 2016-09-30 |  | Withdrawn | 9MDB001001 |  | https://montgomerycountytfcg.s3.amazonaws.com/Applications/201611-94.pdf
201611-95 | Sprint/Nextel | New DAS Monopole | New | Mobilitie@9MDB001764 | 576.1 |  | Lockwood Dr/Heather Hollow Circle | Silver Spring | R-20 | Montgomery County |  | Public | 39.0415 | -76.9841 | Monopole |  | -1 | T. Owensby | 2016-09-30 |  | Withdrawn | 9MDB001764 |  | https://montgomerycountytfcg.s3.amazonaws.com/Applications/201611-95.pdf
201611-96 | Sprint/Nextel | New DAS Monopole | New | Mobilitie@9MDB000834 | 576.11 |  | Amity Dr/Pepperwood Ln | Gaithersburg | R-30 | Montgomery County |  | Public | 39.145 | -77.169 | Monopole |  | -1 | T. Owensby | 2016-09-30 |  | Withdrawn | 9MDB000834 |  | https://montgomerycountytfcg.s3.amazonaws.com/Applications/201611-96.pdf
201611-97 | Sprint/Nextel | New DAS Monopole | New | Mobilitie@9MDB001873 | 576.12 |  | Milestone Center Dr/Milestone Center Ct | Germantown | R-30 | Montgomery County |  | Public | 39.202 | -77.261 | Monopole |  | -1 | T. Owensby | 2016-09-30 |  | Withdrawn | 9MDB001873 |  | https://montgomerycountytfcg.s3.amazonaws.com/Applications/201611-97.pdf
201611-98 | Sprint/Nextel | New DAS Monopole | New | Mobilitie@9MDB001813 | 576.13 |  | Bauer Dr/Burnside Dr | Rockville | R-30 | Montgomery County |  | Public | 39.093 | -77.109 | Monopole |  | -1 | T. Owensby | 2016-09-30 |  | Withdrawn | 9MDB001813 |  | https://montgomerycountytfcg.s3.amazonaws.com/Applications/201611-98.pdf
201611-99 | Sprint/Nextel | New DAS Monopole | New | Mobilitie@9MDB001994 | 576.14 |  | Kensington Blvd/Murdock Rd | Kensington | R-60 | Montgomery County |  | Public | 39.0377 | -77.0673 | Monopole |  | -1 | T. Owensby | 2016-09-30 |  | Withdrawn | 9MDB001994 |  | https://montgomerycountytfcg.s3.amazonaws.com/Applications/201611-99.pdf
201611-100 | Sprint/Nextel | New DAS Monopole | New | Mobilitie@9MDB001777 | 576.15 |  | Valley View/University Blvd W | Kensington | R-60 | Montgomery County |  | Public | 39.037 | -77.058 | Monopole |  | -1 | T. Owensby | 2016-09-30 |  | Withdrawn | 9MDB001777 |  | https://montgomerycountytfcg.s3.amazonaws.com/Applications/201611-100.pdf
201611-101 | Sprint/Nextel | New DAS Monopole | New | Mobilitie@9MDB001784 | 576.16 |  | Tuckerman Ln/Rockville Pike | North Bethesda | R-60 | Montgomery County |  | Public | 39.031 | -77.104 | Monopole |  | -1 | T. Owensby | 2016-09-30 |  | Withdrawn | 9MDB001784 |  | https://montgomerycountytfcg.s3.amazonaws.com/Applications/201611-101.pdf
201611-102 | Sprint/Nextel | New DAS Monopole | New | Mobilitie@9MDB001800 | 576.17 |  | Bennion Rd/Randolph Rd | Silver Spring | R-60 | Montgomery County |  | Public | 39.055 | -77.084 | Monopole |  | -1 | T. Owensby | 2016-09-30 |  | Withdrawn | 9MDB001800 |  | https://montgomerycountytfcg.s3.amazonaws.com/Applications/201611-102.pdf
201611-103 | Sprint/Nextel | New DAS Monopole | New | Mobilitie@9MDB001782 | 576.18 |  | Lamberton Dr/Arcola Ave | Silver Spring | R-60 | Montgomery County |  | Public | 39.0411 | -77.0288 | Monopole |  | -1 | T. Owensby | 2016-09-30 |  | Withdrawn | 9MDB001782 |  | https://montgomerycountytfcg.s3.amazonaws.com/Applications/201611-103.pdf
201611-104 | Sprint/Nextel | New DAS Monopole | New | Mobilitie@9MDB001536 | 576.19 |  | Larch Ave/New Hampshire Ave | Silver Spring | R-60 | Montgomery County |  | Public | 38.9773 | -76.9914 | Monopole |  | -1 | T. Owensby | 2016-09-30 |  | Withdrawn | 9MDB001536 |  | https://montgomerycountytfcg.s3.amazonaws.com/Applications/201611-104.pdf
201611-105 | Sprint/Nextel | New DAS Monopole | New | Mobilitie@9MDB000872 | 576.2 |  | Apple Ridge Rd/Buhrstone Dr | Montgomery Village | R-90 | Montgomery County |  | Public | 39.183 | -77.214 | Monopole |  | -1 | T. Owensby | 2016-09-30 |  | Withdrawn | 9MDB000872 |  | https://montgomerycountytfcg.s3.amazonaws.com/Applications/201611-105.pdf
201611-106 | Sprint/Nextel | New DAS Monopole | New | Mobilitie@9MDB001858 | 576.21 |  | Tuckerman Ln/Seven Locks Rd | Potomac | R-90 | Montgomery County |  | Public | 39.0403 | -77.1583 | Monopole |  | -1 | T. Owensby | 2016-09-30 |  | Withdrawn | 9MDB001858 |  | https://montgomerycountytfcg.s3.amazonaws.com/Applications/201611-106.pdf
201611-107 | Sprint/Nextel | New DAS Monopole | New | Mobilitie@9MDB001993 | 576.22 |  | Arctic Ave/Camelot St | Rockville | R-90 | Montgomery County |  | Public | 39.072 | -77.099 | Monopole |  | -1 | T. Owensby | 2016-09-30 |  | Withdrawn | 9MDB001993 |  | https://montgomerycountytfcg.s3.amazonaws.com/Applications/201611-107.pdf
201611-108 | Sprint/Nextel | New DAS Monopole | New | Mobilitie@9MDB001996 | 576.23 |  | Franwell Ave/Yates St | Silver Spring | R-90 | Montgomery County |  | Public | 39.046 | -77.038 | Monopole |  | -1 | T. Owensby | 2016-09-30 |  | Withdrawn | 9MDB001996 |  | https://montgomerycountytfcg.s3.amazonaws.com/Applications/201611-108.pdf
201611-109 | Sprint/Nextel | New DAS Monopole | New | Mobilitie@9MDB001299 | 576.24 |  | Norwood Rd/Johnson Rd | Colesville | RE-2C | Montgomery County |  | Public | 39.114 | -77.016 | Monopole |  | -1 | T. Owensby | 2016-09-30 |  | Withdrawn | 9MDB001299 |  | https://montgomerycountytfcg.s3.amazonaws.com/Applications/201611-109.pdf
201611-110 | Sprint/Nextel | New DAS Monopole | New | Mobilitie@9MDB001870 | 576.25 |  | Observation Dr/Exploration Ln | Germantown | RT-12.5 | Montgomery County |  | Public | 39.1805 | -77.2435 | Monopole |  | -1 | T. Owensby | 2016-09-30 |  | Withdrawn | 9MDB001870 |  | https://montgomerycountytfcg.s3.amazonaws.com/Applications/201611-110.pdf
201611-111 | Sprint/Nextel | New DAS Monopole | New | Mobilitie@9MDB001010 | 576.26 |  | Featherwood St/Featherwood Dr | Silver Spring | RT-12.5 | Montgomery County |  | Public | 39.058 | -76.973 | Monopole |  | -1 | T. Owensby | 2016-09-30 |  | Withdrawn | 9MDB001010 |  | https://montgomerycountytfcg.s3.amazonaws.com/Applications/201611-111.pdf
201611-112 | Sprint/Nextel | New DAS Monopole | New | Mobilitie@9MDB001801 | 577 |  | Putnam Rd/Randolph Rd | Rockville | RT-15.0 | Montgomery County |  | Public | 39.053 | -77.103 | Monopole |  | -1 | T. Owensby | 2016-09-30 |  | Withdrawn | 9MDB001801 |  | https://montgomerycountytfcg.s3.amazonaws.com/Applications/201611-112.pdf
201611-113 | Sprint/Nextel | New DAS Monopole | New | Mobilitie@9MDB001763 | 577.01 |  | Old Columbia Pike/Tree Top Terrace | Silver Spring | TLD | Montgomery County |  | Public | 39.0484 | -76.9806 | Monopole |  | -1 | T. Owensby | 2016-09-30 |  | Withdrawn | 9MDB001763 |  | https://montgomerycountytfcg.s3.amazonaws.com/Applications/201611-113.pdf
201611-114 | Sprint/Nextel | New DAS Monopole | New | Mobilitie@9MDB001874 | 577.02 |  | Waters Landing Dr/Pickering Pl | Germantown | T-S | Montgomery County |  | Public | 39.19 | -77.269 | Monopole |  | -1 | T. Owensby | 2016-09-30 |  | Withdrawn | 9MDB001874 |  | https://montgomerycountytfcg.s3.amazonaws.com/Applications/201611-114.pdf
201611-115 | Sprint/Nextel | New DAS Monopole | New | Mobilitie@9MDB001772 | 577.03 |  | Hewitt Ave/Blue Spruce Ln | Aspen Hill | R90 | Montgomery County |  | Public | 39.0797 | -77.0647 | Monopole |  | -1 | T. Owensby | 2016-09-30 |  | Withdrawn | 9MDB001772 |  | https://montgomerycountytfcg.s3.amazonaws.com/Applications/201611-115.pdf
201611-116 | Sprint/Nextel | New DAS Monopole | New | Mobilitie@9MDB001831 | 577.04 |  | Odendhal Ave/Royal Bonnet Cir | Montgomery Village | THD | Montgomery County |  | Public | 39.153 | -77.194 | Monopole |  | -1 | T. Owensby | 2016-09-30 |  | Withdrawn | 9MDB001831 |  | https://montgomerycountytfcg.s3.amazonaws.com/Applications/201611-116.pdf
201611-117 | Sprint/Nextel | New DAS Monopole | New | Mobilitie@9MDX000285 | 577.05 |  | Bradmoor Dr/Thorton Ct | Bethesda | R-60 | Montgomery County |  | Public | 39.0035 | -77.1251 | Monopole |  | -1 | T. Owensby | 2016-09-30 |  | Withdrawn | 9MDX000285 |  | https://montgomerycountytfcg.s3.amazonaws.com/Applications/201611-117.pdf
201611-118 | Sprint/Nextel | New DAS Monopole | New | Mobilitie@9MDX000351 | 577.06 |  | Middlebrook Rd/N Frederick Rd | Germantown | R-60 | Montgomery County |  | Public | 39.1811 | -77.2391 | Monopole |  | -1 | T. Owensby | 2016-09-30 |  | Withdrawn | 9MDX000351 |  | https://montgomerycountytfcg.s3.amazonaws.com/Applications/201611-118.pdf
201611-119 | Sprint/Nextel | New DAS Monopole | New | Mobilitie@9MDX000310 | 577.07 | 7956 | Tuckerman Ln | Rockville | R-90 | Montgomery County |  | Public | 39.0398 | -77.1572 | Monopole |  | -1 | T. Owensby | 2016-09-30 |  | Withdrawn | 9MDX000310 |  | https://montgomerycountytfcg.s3.amazonaws.com/Applications/201611-119.pdf
201611-120 | Sprint/Nextel | New DAS Monopole | New | Mobilitie@9MDX000306 | 577.08 |  | Kemp Mill Rd/Old Randolph Rd | Silver Spring | R-90 | Montgomery County |  | Public | 39.0638 | -77.0282 | Monopole |  | -1 | T. Owensby | 2016-09-30 |  | Withdrawn | 9MDX000306 |  | https://montgomerycountytfcg.s3.amazonaws.com/Applications/201611-120.pdf
201611-121 | Sprint/Nextel | New DAS Monopole | New | Mobilitie@9MDX000451 | 577.09 | 15029-15031 | Good Hope Rd | Silver Spring | RE-1 | Montgomery County |  | Public | 39.1039 | -76.9812 | Monopole |  | -1 | T. Owensby | 2016-09-30 |  | Withdrawn | 9MDX000451 |  | https://montgomerycountytfcg.s3.amazonaws.com/Applications/201611-121.pdf
201611-123 | Sprint/Nextel | New DAS Monopole | New | Mobilitie@9MDB000801 | 577.1 |  | Shorefield Rd/Georgia Ave | Silver Spring | R-90 | Montgomery County |  | Public | 39.053 | -77.0499 | Monopole |  | -1 | T. Owensby | 2016-09-30 |  | Withdrawn | 9MDB000801 |  | https://montgomerycountytfcg.s3.amazonaws.com/Applications/201611-123.pdf
201611-122 | Sprint/Nextel | New DAS Monopole | New | Mobilitie@9MDX000347 | 577.11 |  | Wightman Rd/Goshen Rd | Montgomery Village | RE-1 | Montgomery County |  | Public | 39.1878 | -77.1873 | Monopole |  | -1 | T. Owensby | 2016-09-30 |  | Withdrawn | 9MDX000347 |  | https://montgomerycountytfcg.s3.amazonaws.com/Applications/201611-122.pdf
201611-03 | Verizon Wireless | Equipment Change Out | Minor Modification | Democracy Plaza II | 131 | 6707 | Democracy Blvd | Bethesda | CR-1.5, C-1.0, R-0.75, H-150 | Rock Spring Properties |  | Private | 39.0231 | -77.1377 | Building | 110.3 | 0 | B. Lawrence | 2016-09-27 | 2016-11-02 | Recommended | Democracy Blvd Gen |  | https://s3.amazonaws.com/montgomerycountytfcg/Applications/201611-03.pdf
201611-04 | AT&T Wireless | Antenna Change Out | Minor Modification | Silver Spring VFD | 320 | 111 | University Blvd East | Silver Spring | R-60 | Silver Spring VFD | Fire | Private | 39.0174 | -77.0072 | Tower | 73 | 0 | Carrie Fazzolari | 2016-09-27 | 2016-11-02 | Recommended | Four Corners |  | https://s3.amazonaws.com/montgomerycountytfcg/Applications/201611-04.pdf
201611-02 | Verizon Wireless | Colocation | Colocation | Pooks Hill Apartments | 573 | 3 | Pooks Hill Rd | Bethesda | R-H | Pooks Hill Development Corp |  | Private | 39.0141 | -77.1046 | Building | 90 | 0 | Harold Bernadzikowski | 2016-09-22 | 2016-11-02 | Recommended | Pooks Hill |  | https://s3.amazonaws.com/montgomerycountytfcg/Applications/201611-02.pdf
201611-01 | T-Mobile | Colocation | Colocation | Northwest Station | 459 | 11801 | Nebel St | Rockville | IL-1.0 H-50 | Washington Gas |  | Private | 39.0489 | -77.1058 | Monopole | 145 | 0 | Timothy Dwyer | 2016-09-15 | 2016-11-02 | Recommended | 7WAN617C |  | https://s3.amazonaws.com/montgomerycountytfcg/Applications/201611-01.pdf
201610-63 | AT&T Wireless | Colocation | Colocation | Shady Grove Medical Center | 401 | 9850 | Key West Ave | Darnestown | CR-1.0 C-0.5 R-1.0 H-150 | HSRE-Cap Med Shady Grove Med Village LLC |  | Private | 39.1004 | -77.2104 | Building | 52 | 0 | C. Liedquist | 2016-09-14 | 2016-10-05 | Recommended | Shady Cava |  | https://s3.amazonaws.com/montgomerycountytfcg/Applications/201610-63.pdf
201610-60 | AT&T Wireless | Antenna Change Out | Minor Modification | Pavilion Apts | 31 | 5901 | Montrose Rd | Rockville | CR-4.0 C-0.25 R-4.0 H-190 | CP5 MONTEREY LLC |  | Private | 39.0537 | -77.1189 | Building | 152 | 0 | Carrie Fazzolari | 2016-09-09 | 2016-10-05 | Recommended | Pavilion Apt |  | https://s3.amazonaws.com/montgomerycountytfcg/Applications/201610-60.pdf
201610-61 | AT&T Wireless | Antenna Change Out | Minor Modification | World Building Tower | 173 | 8121 | Georgia Ave | Silver Spring | CR-3.0 C-3.0 R-3.0 H-130 | World Building LLC |  | Private | 38.9911 | -77.0261 | Building | 117 | 0 | Carrie Fazzolari | 2016-09-09 | 2016-10-05 | Recommended | Sligo |  | https://s3.amazonaws.com/montgomerycountytfcg/Applications/201610-61.pdf
201610-64 | T-Mobile | Colocation | Colocation | White Flint Professional Building | 492 | 11119 | Rockville Pike | Kensington | EOF-3.0 H-100 | Rockville Pike Partnership |  | Private | 39.0393 | -77.1085 | Building | 50 | 0 | Ayiehsa Beverly | 2016-09-09 | 2016-10-05 | Recommended | 7WAN619B |  | https://s3.amazonaws.com/montgomerycountytfcg/Applications/201610-64.pdf
201610-57 | T-Mobile | Colocation | Colocation | Blair High School | 108 | 51 | University Blvd East | Silver Spring | R-60 | M-NCPPC | M-NCPPC | Public | 39.0172 | -77.0073 | Monopole | 128 | 0 | Ayiehsa Beverly | 2016-09-07 | 2016-10-05 | Recommended | 7WAN531B |  | https://s3.amazonaws.com/montgomerycountytfcg/Applications/201610-57.pdf
201610-58 | Verizon Wireless | Antenna Change Out | Minor Modification | EZ Storage - Takoma Park | 388 | 1352 | Holton Ln | Adelphi | CRT-2.5 C-2.5 R-1.5 H-80 | Takoma Park Land LLLP |  | Private | 38.9858 | -76.9853 | Building | 33.3 | 0 | Ayiehsa Beverly | 2016-09-07 | 2016-11-02 | Recommended | Langley Park |  | https://s3.amazonaws.com/montgomerycountytfcg/Applications/201610-58.pdf
201610-59 | Verizon Wireless | Antenna Change Out | Minor Modification | Pinnacle Towers | 21 | 5202 | River Rd | Bethesda | IM-2.5 H-50 | Pinnacle Towers Inc |  | Private | 38.9639 | -77.1047 | Tower | 744.5 | 0 | Harold Bernadzikowski | 2016-09-07 | 2016-10-05 | Recommended | River Road |  | https://s3.amazonaws.com/montgomerycountytfcg/Applications/201610-59.pdf
201610-62 | AT&T Wireless | Antenna Change Out | Minor Modification | Summit Hills Apartments | 58 | 8484 | 16th St | Silver Spring | CR-2.5 C-0.25 R-2.5 H-145 | Summit Hills LLC |  | Private | 38.9951 | -77.037 | Building | 98.8 | 0 | Carrie Fazzolari | 2016-09-02 | 2016-10-05 | Recommended | Falkland |  | https://s3.amazonaws.com/montgomerycountytfcg/Applications/201610-62.pdf
201610-65 | AT&T Wireless | Antenna Change Out | Minor Modification | Public Storage Prosperity | 402 | 12355 | Prosperity Dr | Silver Spring | CR-0.75 C-0.75 R-0.25 H-75 | Public Storage LP |  | Private | 39.0579 | -76.9655 | Monopole | 140 | 0 | Carrie Fazzolari | 2016-09-02 | 2016-10-05 | Recommended | Tree Top |  | https://s3.amazonaws.com/montgomerycountytfcg/Applications/201610-65.pdf
201610-05 | Verizon Wireless | Equipment Change Out | Minor Modification | Haights Branch Tower | 112 | 5229 | Damascus Rd | Gaithersburg | AR | LECHLIDER DOUGLAS E & ROBIN L |  | Private | 39.2431 | -77.101 | Tower | 225 | 0 | Benjamin Pelletier | 2016-09-01 | 2016-10-05 | Recommended | Haights Branch |  | https://s3.amazonaws.com/montgomerycountytfcg/Applications/201610-05.pdf
201610-66 | NO SPECIFIED CARRIER LISTED | Antenna Change Out | Minor Modification | Weitzer Property | 123 | 0 | Sugarland Rd | Poolesville | AR | BLUFFING GOAT FARM LLC |  | Private | 39.0857 | -77.3982 | Monopole | 195 | 0 | Benjamin Pelletier | 2016-09-01 | 2016-10-05 | Recommended | Sugarland MD |  | https://s3.amazonaws.com/montgomerycountytfcg/Applications/201610-66.pdf
201610-67 | NO SPECIFIED CARRIER | Antenna Change Out | Minor Modification | Gymkhana Club | 56 | 14100 | River Rd | Rockville | RE-2 | River Road Development Inc |  | Private | 39.063 | -77.2925 | Monopole | 143.6 | 0 | Benjamin Pelletier | 2016-09-01 | 2016-10-05 | Recommended | Blockhouse Point |  | https://s3.amazonaws.com/montgomerycountytfcg/Applications/201610-67.pdf
201610-04 | Verizon Wireless | Antenna Change Out | Minor Modification | Renaissance Plaza Apts | 16 | 14000 | Castle Blvd | Silver Spring | R-20 | Renaissance Plaza Condo |  | Private | 39.0858 | -76.9419 | Building | 100 | 0 | Shari Saslaw | 2016-08-26 | 2016-11-02 | Recommended | Castleigh |  | https://s3.amazonaws.com/montgomerycountytfcg/Applications/201610-04.pdf
201610-02 | AT&T Wireless | Antenna Change Out | Minor Modification | Shumaker Property | 127 | 0 | Peach Tree Rd | Boyds | AR | Shumaker Family Properties LLC |  | Private | 39.1996 | -77.3481 | Tower | 150 | 0 | Delisa Coleman | 2016-08-25 | 2016-10-05 | Recommended | Barnesville |  | https://s3.amazonaws.com/montgomerycountytfcg/Applications/201610-02.pdf
201610-03 | AT&T Wireless | Antenna Change Out | Minor Modification | Classic Residence | 19 | 8100 | Connecticut Ave | Chevy Chase | R-10 | SNH CCMD Properties LLC |  | Private | 38.9917 | -77.0778 | Building | 138 | 0 | Delisa Coleman | 2016-08-25 | 2016-10-05 | Recommended | East West Highway |  | https://s3.amazonaws.com/montgomerycountytfcg/Applications/201610-03.pdf
201610-01 | AT&T Wireless | Antenna Change Out | Minor Modification | Benmar Property | 125 | 23000 | Whites Ferry Rd (18500 Elmers School Rd) | Dickerson | AR | Tower Road LLC |  | Private | 39.1574 | -77.4854 | Tower | 230 | 0 | Delisa Coleman | 2016-08-24 | 2016-10-05 | Recommended | Whites Ferry |  | https://s3.amazonaws.com/montgomerycountytfcg/Applications/201610-01.pdf
201610-06 | Verizon Wireless | New DAS Monopole | Replacement | Father Hurley FAH-006 | 563.08 |  | Crystal Rock Dr/Shadyside Way | Germantown | T-S | Montgomery County |  | Public | 39.1954 | -77.2721 | Light Pole | 26 | -1 | Butch Salamone | 2016-08-24 | 2020-02-19 | Withdrawn | Verizon Wireless@Father Hurley FAH-006 |  | https://montgomerycountytfcg.s3.amazonaws.com/Applications/201610-06+Application.pdf
201610-08 | Verizon Wireless | New DAS Monopole | Replacement | Father Hurley FAH-007 | 563.09 |  | Wynnfield Dr/Sunbright Ln. | Germantown | T-S | Montgomery County |  | Public | 39.1909 | -77.2809 | Light Pole | 26 | -1 | Butch Salamone | 2016-08-24 | 2020-02-19 | Withdrawn | Verizon Wireless@Father Hurley FAH-007 |  | https://montgomerycountytfcg.s3.amazonaws.com/Applications/201610-08+Application.pdf
201610-09 | Verizon Wireless | New DAS Monopole | Replacement | Father Hurley FAH-009 | 563.1 | 1655 | Father Hurley Blvd | Germantown | CR-2.0 | Montgomery County |  | Public | 39.1791 | -77.28 | Light Pole | 25 | -1 | Butch Salamone | 2016-08-24 | 2020-02-19 | Withdrawn | Verizon Wireless@Father Hurley FAH-009 |  | https://montgomerycountytfcg.s3.amazonaws.com/Applications/201610-09+Application.pdf
201610-10 | Verizon Wireless | New DAS Monopole | Replacement | Father Hurley FAH-012 | 563.11 |  | Middlebrook Rd/Germantown Rd | Germantown | CR-2.0 | Montgomery County |  | Public | 39.1794 | -77.2677 | Light Pole | 26 | -1 | Butch Salamone | 2016-08-24 | 2020-02-19 | Withdrawn | Verizon Wireless@Father Hurley FAH-012 |  | https://montgomerycountytfcg.s3.amazonaws.com/Applications/201610-10+Application.pdf
201610-11 | Verizon Wireless | New DAS Monopole | Replacement | Father Hurley FAH-014 | 563.12 |  | Wisteria Dr/Germantown Dr | Germantown | CRT-1.0 | Montgomery County |  | Pubic | 39.1771 | -77.2707 | Light Pole | 26 | -1 | Butch Salamone | 2016-08-24 | 2020-02-19 | Withdrawn | Verizon Wireless@Father Hurley FAH-014 |  | https://montgomerycountytfcg.s3.amazonaws.com/Applications/201610-11+Application.pdf
201610-12 | Verizon Wireless | New DAS Monopole | Replacement | Father Hurley FAH-015 | 563.13 |  | Middlebrook Rd & Celebration Way | Germantown | CR-2.0 | Montgomery County |  | Public | 39.1815 | -77.2698 | Light Pole | 26 | -1 | Butch Salamone | 2016-08-24 | 2020-02-19 | Withdrawn | Verizon Wireless@Father Hurley FAH-015 |  | https://montgomerycountytfcg.s3.amazonaws.com/Applications/201610-12+Application.pdf
201610-13 | Verizon Wireless | New DAS Monopole | Replacement | Father Hurley FAH-016 | 563.14 |  | Locbury Dr & Falling Water Circle | Germantown | T-S | Montgomery County |  | Public | 39.1834 | -77.2675 | Light Pole | 26 | -1 | Butch Salamone | 2016-08-24 | 2020-02-19 | Withdrawn | Verizon Wireless@Father Hurley FAH-016 |  | https://montgomerycountytfcg.s3.amazonaws.com/Applications/201610-13+Application.pdf
201610-14 | Verizon Wireless | New DAS Monopole | Replacement | Father Hurley FAH-017 | 563.15 |  | Father Hurley Blvd & Wynnfield Dr | Germantown | T-S | Montgomery County |  | Public | 39.1854 | -77.2735 | Light Pole | 26 | -1 | Butch Salamone | 2016-08-24 | 2020-02-19 | Withdrawn | Verizon Wireless@Father Hurley FAH-017 |  | https://montgomerycountytfcg.s3.amazonaws.com/Applications/201610-14+Application.pdf
201610-15 | Verizon Wireless | New DAS Monopole | Replacement | Father Hurley FAH-018 | 563.16 | 19951 | Father Hurley Blvd | Germantown | T-S | Montgomery County |  | Public | 39.1831 | -77.2735 | Light Pole | 26 | -1 | Butch Salamone | 2016-08-24 | 2020-02-19 | Withdrawn | Verizon Wireless@Father Hurley FAH-018 |  | https://montgomerycountytfcg.s3.amazonaws.com/Applications/201610-15+Application.pdf
201610-16 | Verizon Wireless | New DAS Monopole | Replacement | Father Hurley FAH-019 | 563.17 |  | Locbury Dr & Club Hill Dr | Germantown | T-S | Montgomery County |  | Public | 39.1835 | -77.2698 | Light Pole | 26 | -1 | Butch Salamone | 2016-08-24 | 2020-02-19 | Withdrawn | Verizon Wireless@Father Hurley FAH-019 |  | https://montgomerycountytfcg.s3.amazonaws.com/Applications/201610-16+Application.pdf
201610-17 | Verizon Wireless | New DAS Monopole | Replacement | Washingtonian WSH-009 | 563.18 |  | Sam Eig Hwy & Diamondback Dr | Gaithersburg | R-60 | Mongtomery County |  | Public | 39.1146 | -77.2092 | Light Pole | 26 | -1 | Butch Salamone | 2016-08-24 | 2020-02-19 | Withdrawn | Verizon Wireless@Washingtonian WSH-009 |  | https://montgomerycountytfcg.s3.amazonaws.com/Applications/201610-17+Application.pdf
201610-18 | Verizon Wireless | New DAS Monopole | Replacement | Washingtonian WSH-012 | 563.19 |  | Decoverly Dr & Diamondback Dr | Rockville | EOF-1.5 | Montgomery County |  | Public | 39.1074 | -77.2027 | Light Pole | 26 | -1 | Butch Salamone | 2016-08-24 | 2020-02-19 | Withdrawn | Verizon Wireless@Washingtonian WSH-012 |  | https://montgomerycountytfcg.s3.amazonaws.com/Applications/201610-18+Application.pdf
201610-19 | Verizon Wireless | New DAS Monopole | Replacement | Washingtonian WSH-013 | 563.2 |  | Sam Eig Hwy & Great Seneca Hwy | Gaithersburg | R-60 | Mongtomery County |  | Public | 39.111 | -77.2114 | Light Pole | 26 | -1 | Butch Salamone | 2016-08-24 | 2020-02-19 | Withdrawn | Verizon Wireless@Washingtonian WSH-013 |  | https://montgomerycountytfcg.s3.amazonaws.com/Applications/201610-19+Application.pdf
201610-20 | Verizon Wireless | New DAS Monopole | Replacement | Washingtonian WSH-016 | 563.21 |  | Decoverly Dr & Skyhill Way | Rockville | EOF-1.5 | Mongtomery County |  | Public | 39.1095 | -77.2026 | Light Pole | 26 | -1 | Butch Salamone | 2016-08-24 | 2020-02-19 | Withdrawn | Verizon Wireless@Washingtonian WSH-016 |  | https://montgomerycountytfcg.s3.amazonaws.com/Applications/201610-20+Application.pdf
201610-21 | Verizon Wireless | New DAS Monopole | Replacement | North Potomac NPE-002 | 563.23 |  | Muddy Branch Rd & Forest Landing Way | North Potomac | PD-3 | Montgomery County |  | Public | 39.1019 | -77.2213 | Light Pole | 26 | -1 | Butch Salamone | 2016-08-24 | 2019-09-06 | Withdrawn | Verizon Wireless@North Potomac NPE-002 |  | https://montgomerycountytfcg.s3.amazonaws.com/Applications/201610-21+Application.pdf
201610-22 | Verizon Wireless | New DAS Monopole | Replacement | Washingtonian WSH-001 | 563.24 |  | Diamondback Dr & Reprise Dr | Rockville | R-200 | Montgomery County |  | Public | 39.1119 | -77.2081 | Light Pole | 26 | -1 | Butch Salamone | 2016-08-24 | 2020-02-19 | Withdrawn | Verizon Wireless@Washingtonian WSH-001 |  | https://montgomerycountytfcg.s3.amazonaws.com/Applications/201610-22+Application.pdf
201610-23 | Verizon Wireless | New DAS Monopole | Replacement | Washingtonian WSH-002 | 563.25 |  | Diamondback Dr & Sterling Dr | Rockville | R-200 | Montgomery County |  | Public | 39.1079 | -77.2069 | Light Pole | 26 | -1 | Butch Salamone | 2016-08-24 | 2020-02-19 | Withdrawn | Verizon Wireless@Washingtonian WSH-002 |  | https://montgomerycountytfcg.s3.amazonaws.com/Applications/201610-23+Application.pdf
201610-24 | Verizon Wireless | New DAS Monopole | Replacement | Washingtonian WSH-003 | 563.26 |  | Great Seneca Hwy & Sam Eig Highway | Rockville | R-200 | Montgomery County |  | Public | 39.1081 | -77.2108 | Light Pole | 26 | -1 | Butch Salamone | 2016-08-24 | 2020-02-19 | Withdrawn | Verizon Wireless@Washingtonian WSH-003 |  | https://montgomerycountytfcg.s3.amazonaws.com/Applications/201610-24+Application.pdf
201610-25 | Verizon Wireless | New DAS Monopole | Replacement | Washingtonian WSH-004 | 564.22 |  | Great Seneca Hwy & Route 28 | Rockville | R-200 | Montgomery County |  | Public | 39.1052 | -77.2073 | Light Pole | 26 | -1 | Butch Salamone | 2016-08-24 | 2020-02-19 | Withdrawn | Verizon Wireless@Washingtonian WSH-004 |  | https://montgomerycountytfcg.s3.amazonaws.com/Applications/201610-25+Application.pdf
201610-26 | Verizon Wireless | New DAS Monopole | Replacement | Washingtonian WSH-005 | 564.23 |  | Diamondback Dr & Vanderbuilt Cir | Rockville | R-200 | Montgomery County |  | Public | 39.1099 | -77.208 | Light Pole | 26 | -1 | Butch Salamone | 2016-08-24 | 2020-02-19 | Withdrawn | Verizon Wireless@Washingtonian WSH-005 |  | https://montgomerycountytfcg.s3.amazonaws.com/Applications/201610-26+Application.pdf
201610-27 | Verizon Wireless | New DAS Monopole | Replacement | North Potomac NPE-043 | 564.24 | 14801 | Stone Bridge View Dr | North Potomac | PD-3 | Montgomery County |  | Public | 39.0993 | -77.2222 | Light Pole | 26 | -1 | Butch Salamone | 2016-08-24 | 2019-09-06 | Withdrawn | Verizon Wireless@North Potomac NPE-043 |  | https://montgomerycountytfcg.s3.amazonaws.com/Applications/201610-27+Application.pdf
201610-28 | Verizon Wireless | New DAS Monopole | Replacement | North Potomac NPE-048 | 564.25 |  | Stone Bridge View Dr & Prairie Landing Way | North Potomac | PD-3 | Montgomery County |  | Public | 39.0972 | -77.2199 | Light Pole | 26 | -1 | Butch Salamone | 2016-08-24 | 2019-09-06 | Withdrawn | Verizon Wireless@North Potomac NPE-048 |  | https://montgomerycountytfcg.s3.amazonaws.com/Applications/201610-28+Application.pdf
201610-29 | Verizon Wireless | New DAS Monopole | Replacement | Washingtonian WSH-007 | 564.26 | 9600 | Fields Rd | Gaithersburg | LSC-1.0 | Montgomery County |  | Public | 39.1127 | -77.1972 | Light Pole | 26 | -1 | Butch Salamone | 2016-08-24 | 2020-02-19 | Withdrawn | Verizon Wireless@Washingonian WSH-007 |  | https://montgomerycountytfcg.s3.amazonaws.com/Applications/201610-29+Application.pdf
201610-30 | Verizon Wireless | New DAS Monopole | Replacement | Washingtonian WSH-014 | 565.01 | 9544-9560 | Key West Ave | Rockville | EOF-1.5 | Montgomery County |  | Public | 39.1056 | -77.199 | Light Pole | 26 | -1 | Butch Salamone | 2016-08-24 | 2020-02-19 | Withdrawn | Verizon Wireless@Washingonian WSH-014 |  | https://montgomerycountytfcg.s3.amazonaws.com/Applications/201610-30+Application.pdf
201610-31 | Verizon Wireless | New DAS Monopole. | Replacement | Father Hurley FAH-008 | 565.02 | 20413 | Century Blvd | Germantown | CR-2.0 | Montgomery County |  | Public | 39.1915 | -77.265 | Light Pole | 25 | -1 | Butch Salamone | 2016-08-24 | 2020-02-19 | Withdrawn | Verizon Wireless@Father Hurley FAH-008 |  | https://montgomerycountytfcg.s3.amazonaws.com/Applications/201610-31+Application.pdf
201610-32 | Verizon Wireless | New DAS Monopole | Replacement | Father Hurley FAH-003 | 565.03 |  | Pickering Pl & Waters Landing Dr | Germantown | T-S | Montgomery County |  | Public | 39.1898 | -77.2704 | Light Pole | 26 | -1 | Butch Salamone | 2016-08-24 | 2020-02-20 | Withdrawn | Verizon Wireless@Father Hurley FAH-003 |  | https://montgomerycountytfcg.s3.amazonaws.com/Applications/201610-32+Application.pdf
201610-33 | Verizon Wireless | New DAS Monopole | Replacement | North Potomac NPE-004 | 565.04 | 14500 | Snapdragon Circle | North Potomac | PD-3 | Montgomery County |  | Public | 39.0926 | -77.2175 | Light Pole | 23 | -1 | Butch Salamone | 2016-08-24 | 2019-09-06 | Withdrawn | Verizon Wireless@North Potomac NPE-004 |  | https://montgomerycountytfcg.s3.amazonaws.com/Applications/201610-33+Application.pdf
201610-34 | Verizon Wireless | New DAS Monopole | Replacement | North Potomac NPE-024 | 565.05 | 10803 | Tuckahoe Way | North Potomac | PD-3 | Montgomery County |  | Public | 39.0951 | -77.2221 | Light Pole | 23 | -1 | Butch Salamone | 2016-08-24 | 2019-09-06 | Withdrawn | Verizon Wireless@North Potomac NPE-024
201610-35 | Verizon Wireless | New DAS Monopole | Replacement | North Potomac NPE-016 | 565.06 | 14612 | Dehaven Ct | North Potomac | R-200 | Montgomery County |  | Public | 39.0954 | -77.2387 | Light Pole | 23 | -1 | Butch Salamone | 2016-08-24 | 2019-09-06 | Withdrawn | Verizon Wireless@North Potomac NPE-016 |  | https://montgomerycountytfcg.s3.amazonaws.com/Applications/201610-35+Application.pdf
201610-36 | Verizon Wireless | New DAS Monopole | Replacement | North Potomac NPE-023 | 565.07 | 14461 | Lake Winds Way | North Potomac | R-200 | Montgomery County |  | Public | 39.0926 | -77.2282 | Light Pole | 23 | -1 | Butch Salamone | 2016-08-24 | 2019-09-06 | Withdrawn | Verizon Wireless@North Potomac NPE-023 |  | https://montgomerycountytfcg.s3.amazonaws.com/Applications/201610-36+Application.pdf
201610-37 | Verizon Wireless | New DAS Monopole | Replacement | North Potomac NPE-041 | 565.08 | 11500 | Brandy Hall Ln | North Potomac | R-200 | Montgomery County |  | Public | 39.1038 | -77.2364 | Light Pole | 23 | -1 | Butch Salamone | 2016-08-24 | 2019-09-06 | Withdrawn | Verizon Wireless@North Potomac NPE-041 |  | https://montgomerycountytfcg.s3.amazonaws.com/Applications/201610-37+Application.pdf
201610-38 | Verizon Wireless | New DAS Monopole | Replacement | North Potomac NPE-049 | 565.09 | 14217 | Reed Farm Way | North Potomac | R-200 | Montgomery County |  | Public | 39.0877 | -77.2321 | Light Pole | 23 | -1 | Butch Salamone | 2016-08-24 | 2019-09-06 | Withdrawn | Verizon Wireless@North Potomac NPE-049 |  | https://montgomerycountytfcg.s3.amazonaws.com/Applications/201610-38+Application.pdf
201610-39 | Verizon Wireless | New DAS Monopole | Replacement | North Potomac NPE-050 | 565.1 | 15000 | Dufief Dr | North Potomac | R-200 | Montgomery County |  | Public | 39.1013 | -77.2386 | Light Pole | 23 | -1 | Butch Salamone | 2016-08-24 | 2019-09-06 | Withdrawn | Verizon Wireless@North Potomac NPE-050 |  | https://montgomerycountytfcg.s3.amazonaws.com/Applications/201610-39+Application.pdf
201610-40 | Verizon Wireless | New DAS Monopole | Replacement | North Potomac NPE-066 | 565.11 | 14436 | Rich Branch Dr | North Potomac | R-200 | Montgomery County |  | Public | 39.0931 | -77.2363 | Light Pole | 23 | -1 | Butch Salamone | 2016-08-24 | 2019-09-06 | Withdrawn | Verizon Wireless@North Potomac NPE-066 |  | https://montgomerycountytfcg.s3.amazonaws.com/Applications/201610-40+Application.pdf
201610-41 | Verizon Wireless | New DAS Monopole | Replacement | North Potomac NPE-029 | 565.12 | 14924 | Dufief Dr | North Potomac | R-200 | Montgomery County |  | Public | 39.099 | -77.2355 | Light Pole | 23 | -1 | Butch Salamone | 2016-08-24 | 2019-09-06 | Withdrawn | Verizon Wireless@North Potomac NPE-029 |  | https://montgomerycountytfcg.s3.amazonaws.com/Applications/201610-41+Application.pdf
201610-42 | Verizon Wireless | New DAS Monopole | Replacement | North Potomac NPE-031 | 565.13 | 10792 | Outpost Dr | North Potomac | PD-3 | Montgomery County |  | Public | 39.0909 | -77.2213 | Light Pole | 23 | -1 | Butch Salamone | 2016-08-24 | 2019-09-06 | Withdrawn | Verizon Wireless@North Potomac NPE-031 |  | https://montgomerycountytfcg.s3.amazonaws.com/Applications/201610-42+Application.pdf
201610-43 | Verizon Wireless | New DAS Monopole | Replacement | North Potomac NPE-057 | 565.14 | 14704 | Pebble Hill Ln | North Potomac | R-200 | Montgomery County |  | Public | 39.0971 | -77.2407 | Light Pole | 23 | -1 | Butch Salamone | 2016-08-24 | 2019-09-06 | Withdrawn | Verizon Wireless@North Potomac NPE-057 |  | https://montgomerycountytfcg.s3.amazonaws.com/Applications/201610-43+Application.pdf
201610-44 | Verizon Wireless | New DAS Monopole | Replacement | North Potomac NPE-058 | 565.15 | 1426 | Floral Park Ln | North Potomac | R-200 | Montgomery County |  | Public | 39.0896 | -77.2168 | Light Pole | 23 | -1 | Butch Salamone | 2016-08-24 | 2019-09-06 | Withdrawn | Verizon Wireless@North Potomac NPE-058 |  | https://montgomerycountytfcg.s3.amazonaws.com/Applications/201610-44+Application.pdf
201610-45 | T-Mobile | Colocation | Colocation | North Potomac NPE-041 | 565.08 | 11500 | Brandy Hall Ln | North Potomac | R-200 | Montgomery County |  | Public | 39.1038 | -77.2364 | Light Pole | 23 | -1 | Butch Salamone | 2016-08-24 | 2019-09-06 | Withdrawn | T-Mobile@TMB-007 |  | https://montgomerycountytfcg.s3.amazonaws.com/Applications/201610-45+Application.pdf
201610-46 | T-Mobile | Colocation | Colocation | North Potomac NPE-050 | 565.1 | 15000 | Dufief Dr | North Potomac | R-200 | Montgomery County |  | Public | 39.1013 | -77.2386 | Light Pole | 23 | -1 | Butch Salamone | 2016-08-24 | 2019-09-06 | Withdrawn | T-Mobile@TMB-009 |  | https://montgomerycountytfcg.s3.amazonaws.com/Applications/201610-46+Application.pdf
201610-47 | T-Mobile | Colocation | Colocation | North Potomac NPE-057 | 565.14 | 14704 | Pebble Hill Ln | North Potomac | R-200 | Montgomery County |  | Public | 39.0971 | -77.2407 | Light Pole | 23 | -1 | Butch Salamone | 2016-08-24 | 2019-09-06 | Withdrawn | T-Mobile@TMB-012 |  | https://montgomerycountytfcg.s3.amazonaws.com/Applications/201610-47+Application.pdf
201610-48 | T-Mobile | Colocation | Colocation | North Potomac NPE-029 | 565.12 | 14924 | Dufief Dr | North Potomac | R-200 | Montgomery County |  | Public | 39.099 | -77.2355 | Light Pole | 23 | -1 | Butch Salamone | 2016-08-24 | 2019-09-06 | Withdrawn | T-Mobile@TMB-013 |  | https://montgomerycountytfcg.s3.amazonaws.com/Applications/201610-48+Application.pdf
201610-49 | T-Mobile | Colocation | Colocation | North Potomac NPE-016 | 565.06 | 14612 | Dehaven Ct | North Potomac | R-200 | Montgomery County |  | Public | 39.0954 | -77.2387 | Light Pole | 23 | -1 | Butch Salamone | 2016-08-24 | 2019-09-06 | Withdrawn | T-Mobile@TMB-017 |  | https://montgomerycountytfcg.s3.amazonaws.com/Applications/201610-49+Application.pdf
201610-50 | T-Mobile | Colocation | Colocation | North Potomac NPE-066 | 565.11 | 14436 | Rich Branch Dr | North Potomac | R-200 | Montgomery County |  | Public | 39.0931 | -77.2363 | Light Pole | 23 | -1 | Butch Salamone | 2016-08-24 | 2019-09-06 | Withdrawn | T-Mobile@TMB-018 |  | https://montgomerycountytfcg.s3.amazonaws.com/Applications/201610-50+Application.pdf
201610-51 | T-Mobile | Colocation | Colocation | North Potomac NPE-048 | 564.25 |  | Stone Bridge View Dr & Prairie Landing Way | North Potomac | PD-3 | Montgomery County |  | Public | 39.0972 | -77.2199 | Light Pole | 26 | -1 | Butch Salamone | 2016-08-24 | 2019-09-06 | Withdrawn | T-Mobile@TMB-023 |  | https://montgomerycountytfcg.s3.amazonaws.com/Applications/201610-51+Application.pdf
201610-52 | T-Mobile | Colocation | Colocation | North Potomac NPE-023 | 565.07 | 14461 | Lake Winds Way | North Potomac | R-200 | Montgomery County |  | Public | 39.0926 | -77.2282 | Light Pole | 23 | -1 | Butch Salamone | 2016-08-24 | 2019-09-06 | Withdrawn | T-Mobile@TMB-026 |  | https://montgomerycountytfcg.s3.amazonaws.com/Applications/201610-52+Application.pdf
201610-53 | T-Mobile | Colocation | Colocation | North Potomac NPE-024 | 565.05 | 10803 | Tuckahoe Way | North Potomac | PD-3 | Montgomery County |  | Public | 39.0951 | -77.2221 | Light Pole | 23 | -1 | Butch Salamone | 2016-08-24 | 2019-09-06 | Withdrawn | T-Mobile@TMB-027 |  | https://montgomerycountytfcg.s3.amazonaws.com/Applications/201610-53+Application.pdf
201610-54 | T-Mobile | Colocation | Colocation | North Potomac NPE-049 | 565.09 | 14217 | Reed Farm Way | North Potomac | R-200 | Montgomery County |  | Public | 39.0877 | -77.2321 | Light Pole | 23 | -1 | Butch Salamone | 2016-08-24 | 2019-09-06 | Withdrawn | T-Mobile@TMB-028 |  | https://montgomerycountytfcg.s3.amazonaws.com/Applications/201610-54+Application.pdf
201610-55 | T-Mobile | Colocation | Colocation | T-Mobile@TMB-030 | 565.04 | 14500 | Snapdragon Circle | North Potomac | PD-3 | Montgomery County |  | Public | 39.0926 | -77.2175 | Light Pole | 23 | -1 | Butch Salamone | 2016-08-24 | 2019-09-06 | Withdrawn | T-Mobile@TMB-030 |  | https://montgomerycountytfcg.s3.amazonaws.com/Applications/201610-55+Application.pdf
201610-56 | T-Mobile | Colocation | Colocation | North Potomac NPE-031 | 565.13 | 10792 | Outpost Dr | North Potomac | PD-3 | Montgomery County |  | Public | 39.0909 | -77.2213 | Light Pole | 23 | -1 | Butch Salamone | 2016-08-24 | 2019-09-06 | Withdrawn | T-Mobile@TMB-033 |  | https://montgomerycountytfcg.s3.amazonaws.com/Applications/201610-56+Application.pdf
201610-68 | T-Mobile | Colocation DAS | Colocation | Washingtonian WSH-009 | 563 |  | Sam Eig Hwy & Diamondback Dr | Gaithersburg | R-60 | Mongtomery County ROW | County | Public | 39.1146 | -77.2092 | Light Pole | 26 | -1 | Butch Salamone | 2016-08-24 | 2020-02-19 | Withdrawn | T-Mobile@WSHT-002 |  | https://montgomerycountytfcg.s3.amazonaws.com/Applications/201610-68+Application.pdf
201610-69 | T-Mobile | Colocation DAS | Colocation | Washingtonian WSH-002 | 563.25 |  | Diamondback Dr & Sterling Dr | Rockville | R-200 | Montgomery County |  | Public | 39.1079 | -77.2069 | Light Pole | 26 | -1 | Butch Salamone | 2016-08-24 | 2020-02-19 | Withdrawn | T-Mobile@WSHT-005 |  | https://montgomerycountytfcg.s3.amazonaws.com/Applications/201610-69+Application.pdf
201610-70 | T-Mobile | Colocation DAS | Colocation | Washingtonian WSH-013 | 563.2 |  | Sam Eig Hwy & Great Seneca Hwy | Gaithersburg | R-60 | Mongtomery County |  | Public | 39.111 | -77.2114 | Light Pole | 26 | -1 | Butch Salamone | 2016-08-24 | 2020-02-19 | Withdrawn | T-Mobile@WSHT-006 |  | https://montgomerycountytfcg.s3.amazonaws.com/Applications/201610-70+Application.pdf
201610-71 | T-Mobile | Colocation DAS | Colocation | Washingtonian WSH-012 | 563.19 |  | Decoverly Dr & Diamondback Dr | Rockville | EOF-1.5 | Montgomery County |  | Public | 39.1074 | -77.2027 | Light Pole | 26 | -1 | Butch Salamone | 2016-08-24 | 2020-02-19 | Withdrawn | T-Mobile@WSHT-007 |  | https://montgomerycountytfcg.s3.amazonaws.com/Applications/201610-71+Application.pdf
201610-72 | T-Mobile | Colocation DAS | Colocation | North Potomac NPE-058 | 565.15 | 1426 | Floral Park Ln | North Potomac | R-200 | Montgomery County |  | Public | 39.0896 | -77.2168 | Light Pole | 23 | -1 | Butch Salamone | 2016-08-24 | 2019-09-06 | Withdrawn | T-Mobile@TMB-037 |  | https://montgomerycountytfcg.s3.amazonaws.com/Applications/201610-72+Application.pdf
201609-36 | AT&T Wireless | Antenna Change Out | Minor Modification | Shady Grove Post Office | 49 | 16501 | Shady Grove Rd | Gaithersburg | IM-0.5 H-75 | United States Postal Service | Federal | Public | 39.1264 | -77.17 | Monopole | 146 | 0 | Delisa Coleman | 2016-08-16 | 2016-09-07 | Recommended | Crabbs Way |  | https://s3.amazonaws.com/montgomerycountytfcg/Applications/201609-36.pdf
201609-35 | T-Mobile | Antenna Change Out | Minor Modification | Adventist Hospital | 329 | 7600 | Carroll Ave | Takoma Park | R-60 | Adventist Health Care Mid-Atl |  | Private | 38.9852 | -77.0014 | Building | 82 | 0 | Phil Stetler | 2016-08-15 | 2016-09-07 | Recommended | 7WAS230D |  | https://s3.amazonaws.com/montgomerycountytfcg/Applications/201609-35.pdf
201609-37 | WSSC | Colocation | Colocation | Damascus Tower | 78 | 26149 | Ridge Rd | Damascus | CRT-1.75 C-1.0 R-0.75 H-55 T | Montgomery County | County | Public | 39.2864 | -77.2069 | Tower | 260 | 0 | Kenneth Hawkins | 2016-08-15 | 2018-11-01 | Withdrawn | Damascus Radio Tower |  | https://montgomerycountytfcg.s3.amazonaws.com/Applications/201609-37+Report+and+Application.pdf
201609-38 | T-Mobile | Antenna Change Out | Minor Modification | University Gardens | 292 | 440 | University Blvd | Silver Spring | R-60 | Korean Community Sr. Housing |  | Private | 39.0072 | -76.9972 | Building | 54 | 0 | Phil Stetler | 2016-08-15 | 2016-09-07 | Recommended | 7WAN253A |  | https://s3.amazonaws.com/montgomerycountytfcg/Applications/201609-38.pdf
201609-32 | T-Mobile | Existing Building | Minor Modification | Shady Grove Medical Center | 401 | 9850 | Key West Ave | Darnestown | CR-1.0 C-0.5 R-1.0 H-150 | HSRE-Cap Med Shady Grove Med Village LLC |  | Private | 39.1004 | -77.2104 | Building | 52 | 0 | Andrew Senker | 2016-08-11 | 2016-09-07 | Recommended | 7WAN118D |  | https://s3.amazonaws.com/montgomerycountytfcg/Applications/201609-32.pdf
201609-33 | Verizon Wireless | Small Cell Antenna | Colocation | Bethesda Exxon | 572 | 10335 | Old Georgetown Rd | Bethesda | CRT-1.25 C-0.75 R-0.75 H-50 | Federal Reality Investment TR |  | Private | 39.0259 | -77.1254 | Building | 17 | 0 | Joshua Schakola | 2016-08-11 | 2016-09-07 | Recommended | Clinic |  | https://s3.amazonaws.com/montgomerycountytfcg/Applications/201609-33.pdf
201609-34 | AT&T Wireless | Antenna Change Out | Minor Modification | Pyle Property | 190 | 211 | Ednor Rd | Silver Spring | RE-2 | Helen Pyle et al |  | Private | 39.1252 | -77.0182 | Monopole | 162 | 0 | J. Audi | 2016-08-11 | 2016-10-05 | Recommended | Norwood |  | https://s3.amazonaws.com/montgomerycountytfcg/Applications/201609-34.pdf
201609-08 | Verizon Wireless | Small Cell Antenna | Colocation | Aspen Hill - Small cell 1 | 480.02 | 13601 | Connecticut Ave | Silver Spring | NR-0.75 | Aspen Hill Ventures, LLC |  | Private | 39.0802 | -77.0785 | Light Pole | 41 | 0 | Harold Bernadzikowski | 2016-08-08 | 2016-09-07 | Recommended | Aspen Hill Small Cell 1 |  | https://s3.amazonaws.com/montgomerycountytfcg/Applications/201609-08.pdf
201609-09 | T-Mobile | Colocation DAS | Colocation | Tech Road 3M Bldg | 570 | 12215 | Plum Orchard Dr | Silver Spring | CR-0.75 | Tech Hill Joma LLC |  | Private | 39.0573 | -76.9561 | Monopole | 42 | 0 | Ayiehsa Beverly | 2016-08-08 | 2016-09-07 | Recommended | 7WAN286E |  | https://s3.amazonaws.com/montgomerycountytfcg/Applications/201609-09.pdf
201609-07 | AT&T Wireless | Antenna Change Out | Minor Modification | Rock Creek | 304 | 8630 | Fenton St | Silver Spring | CR-6.0 C-6.0 R-6.0 H-260 | Gudelsky Co |  | Private | 38.9979 | -77.0285 | Building | 143 | 0 | A. Knubel | 2016-08-07 | 2016-09-07 | Recommended | Rock Creek |  | https://s3.amazonaws.com/montgomerycountytfcg/Applications/201609-07.pdf
201609-06 | T-Mobile | Antenna Change Out | Minor Modification | Fire Station 31 | 10 | 12100 | Darnestown Rd | Gaithersburg | R-200 | Montgomery County |  | Public | 39.1161 | -77.2512 | Monopole | 161 | 0 | Justin Blanset | 2016-08-04 | 2016-09-07 | Recommended | 7WAN074A |  | https://s3.amazonaws.com/montgomerycountytfcg/Applications/201609-06.pdf
201609-04 | T-Mobile | Antenna Change Out | Minor Modification | Park Ritchie Apts | 48 | 7600 | Maple Ave | Takoma Park | R-10 | Park Ritchie LLC |  | Private | 38.9839 | -77.008 | Building | 151 | 0 | Delisa Coleman | 2016-07-29 | 2016-09-07 | Recommended | 7WAN056A |  | https://s3.amazonaws.com/montgomerycountytfcg/Applications/201609-04.pdf
201609-05 | T-Mobile | Antenna Change Out | Minor Modification | Claridge House Apts | 179 | 2445 | Lyttonsville Rd | Silver Spring | CRT-1.25, C-0.25, R-1.25, H-150 | C & C Apartments Assoc LP |  | Private | 39 | -77.0525 | Building | 125 | 0 | Delisa Coleman | 2016-07-29 | 2016-09-07 | Recommended | 7WAN052A |  | https://s3.amazonaws.com/montgomerycountytfcg/Applications/201609-05.pdf
201609-10 | Sprint/Nextel | Attach two antennas, one 29"-high and one 14" high one remote radio head (RRH) to a 29' light pole. | Colocation | Mobilitie@9MDB000806 | 571.01 |  | Richer Farm Rd/Cricket Hill Dr | Germantown | C | Montgomery County ROW | County | Public | 39.1509 | -77.2808 | Monopole |  | -1 | T. Owensby | 2016-07-29 |  | Withdrawn | 9MDB000806 |  | https://montgomerycountytfcg.s3.amazonaws.com/Applications/201609-10.pdf
201609-11 | Sprint/Nextel | Attach two antennas, one 29"-high and one 14" high and one remote radio head (RRH) to a 36' light pole. | Colocation | Mobilitie@9MDB000850 | 571.02 |  | Father Hurley Blvd/Trimfeild Ln | Germantown | R | Montgomery County ROW | County | Public | 39.1864 | -77.2733 | Monopole |  | -1 | T. Owensby | 2016-07-29 |  | Withdrawn | 9MDB000850 |  | https://montgomerycountytfcg.s3.amazonaws.com/Applications/201609-11.pdf
201609-12 | Sprint/Nextel | Colocation DAS | Colocation | Mobilitie@9MDB000847 | 571.03 |  | Crystal Rock Dr/Century Blvd | Germantown | C | Montgomery County ROW | County | Public | 39.1824 | -77.2635 | Monopole |  | -1 | T. Owensby | 2016-07-29 | 2017-04-05 | Withdrawn | 9MDB00047 |  | https://montgomerycountytfcg.s3.amazonaws.com/Applications/201609-12.pdf
201609-13 | Sprint/Nextel | Attach two antennas, one 29"-high and one 14" high and one remote radio head (RRH) to a a 26' light pole. | Colocation | Mobilitie@9MDB000844 | 571.04 |  | Middlebrook Rd/Celebration Way | Germantown | C | Montgomery County ROW | County | Public | 39.1815 | -77.2698 | Monopole |  | -1 | T. Owensby | 2016-07-29 |  | Withdrawn | 9MDB000844 |  | https://montgomerycountytfcg.s3.amazonaws.com/Applications/201609-13.pdf
201609-14 | Sprint/Nextel | Attach two antennas, one 29" high and one 14" high and one remote radio head (RRH) to a 22' light pole. | Colocation | Mobilitie@9MDB001083 | 571.05 |  | Shady Grove Rd/Traville Gateway Dr | Rockville | C | Montgomery County ROW | County | Public | 39.0907 | -77.2036 | Monopole |  | -1 | T. Owensby | 2016-07-29 |  | Withdrawn | 9MDB001083 |  | https://montgomerycountytfcg.s3.amazonaws.com/Applications/201609-14.pdf
201609-15 | Sprint/Nextel | Attach two antennas, one 29"-high and one 14" high and one remote radio head (RRH) to a 29' light pole. | Colocation | Mobilitie@9MDB000842 | 571.06 |  | Middlebrook Rd/Germantown Rd | Germantown | C | Montgomery County ROW | County | Public | 39.1794 | -77.2677 | Monopole |  | -1 | T. Owensby | 2016-07-29 |  | Withdrawn | 9MDB000842 |  | https://montgomerycountytfcg.s3.amazonaws.com/Applications/201609-15.pdf
201609-16 | Sprint/Nextel | Attach two antennas, one 29"-high and one 14" high and one remote radio head (RRH) to a 35' light pole. | Colocation | Mobilitie@9MDB000756 | 571.07 |  | Wayne Ave/Ramsey Ave | Silver Spring | C | Montgomery County ROW | County | Public | 38.9944 | -77.0293 | Monopole |  | -1 | T. Owensby | 2016-07-29 |  | Withdrawn | 9MDB000756 |  | https://montgomerycountytfcg.s3.amazonaws.com/Applications/201609-16.pdf
201609-17 | Sprint/Nextel | Attach two antennas, one 29"-high and one 14" high and one remote radio head (RRH) to a 38' utility pole. | Colocation | Mobilitie@9MDB000722 | 571.08 |  | Leland St/46th St | Bethesda | C | Montgomery County ROW | County | Public | 38.9803 | -77.0912 | Monopole | 38 | -1 | T. Owensby | 2016-07-29 | 2017-05-10 | Recommended | 9MDB000722 |  | https://montgomerycountytfcg.s3.amazonaws.com/Applications/MC201609-17Application.pdf
201609-18 | Sprint/Nextel | Attach two antennas, one 29"-high and one 14" high and one remote radio head (RRH) to a 28' utility pole. | Colocation | Mobilitie@9MDB001549 | 571.09 |  | Willard Ave/Shoemaker Farm Ln | Chevy Chase | C | Montgomery County ROW | County | Public | 38.9622 | -77.0902 | Monopole | 28 | -1 | T. Owensby | 2016-07-29 | 2017-05-10 | Recommended | 9MDB001549 |  | https://montgomerycountytfcg.s3.amazonaws.com/Applications/MC201609-18Application.pdf
201609-19 | Sprint/Nextel | Attach two antennas, one 29"-high and one 14" high and one remote radio head (RRH) to a 28' utility pole. | Colocation | Mobilitie@9MDB001997 | 571.1 |  | Jackson Rd/Kenwood Rd | Silver Spring | C | Montgomery County ROW | County | Public | 39.0554 | -76.9947 | Monopole |  | -1 | T. Owensby | 2016-07-29 |  | Withdrawn | 9MDB001997 |  | https://montgomerycountytfcg.s3.amazonaws.com/Applications/201609-19.pdf
201609-20 | Sprint/Nextel | Colocation DAS | Colocation | Mobilitie@9MDB000761 | 571.11 |  | Cedar St/Ellsworth Dr | Silver Spring | C | Montgomery County ROW | County | Public | 38.9986 | -77.0236 | Monopole |  | -1 | T. Owensby | 2016-07-29 |  | Withdrawn | 9MDB000761 |  | https://montgomerycountytfcg.s3.amazonaws.com/Applications/201609-20.pdf
201609-21 | Sprint/Nextel | Colocation DAS | Colocation | Mobilitie@9MDB000753 | 571.12 |  | 16th St/Spring St | Silver Spring | C | Montgomery County ROW | County | Public | 38.9978 | -77.0377 | Monopole |  | -1 | T. Owensby | 2016-07-29 |  | Withdrawn | 9MDB000753 |  | https://montgomerycountytfcg.s3.amazonaws.com/Applications/201609-21.pdf
201609-22 | Sprint/Nextel | Attach two antennas, one 29"-high and one 14" high and one remote radio head (RRH) to a 33' light pole. | Colocation | Mobilitie@9MDB000752 | 571.13 |  | Noyes Dr/3rd St | Silver Spring | R | Montgomery County ROW | County | Public | 38.9996 | -77.039 | Monopole |  | -1 | T. Owensby | 2016-07-29 |  | Withdrawn | 9MDB000752 |  | https://montgomerycountytfcg.s3.amazonaws.com/Applications/201609-22.pdf
201609-23 | Sprint/Nextel | Attach two antennas, one 29"-high and one 14" high and one remote radio head (RRH) to a 23' light pole. | Colocation | Mobilitie@9MDB000823 | 571.14 |  | Redlands Rd/Somerville Dr | Deerwood | C | Montgomery County ROW | County | Public | 39.1177 | -77.164 | Monopole |  | -1 | T. Owensby | 2016-07-29 |  | Withdrawn | 9MDB000823 |  | https://montgomerycountytfcg.s3.amazonaws.com/Applications/201609-23.pdf
201609-24 | Sprint/Nextel | Attach two antennas, one 29"-high and one 14" high and one remote radio head (RRH) to a 29' light pole. | Colocation | Mobilitie@9MDB000841 | 571.15 |  | Father Hurley Blvd/Wisteria Dr | Germantown | C | Montgomery County ROW | County | Public | 39.1818 | -77.2758 | Monopole |  | -1 | T. Owensby | 2016-07-29 |  | Withdrawn | 9MDB000841 |  | https://montgomerycountytfcg.s3.amazonaws.com/Applications/201609-24.pdf
201609-25 | Sprint/Nextel | Attach two antennas, one 29"-high and one 14" high and one remote radio head (RRH) to a 30' light pole. | Colocation | Mobilitie@9MDB000875 | 571.16 |  | Shakesphere Blvd/Amber Ridge Cir | Germantown | C | Montgomery County ROW | County | Public | 39.1976 | -77.248 | Monopole |  | -1 | T. Owensby | 2016-07-29 |  | Withdrawn | 9MDB000875 |  | https://montgomerycountytfcg.s3.amazonaws.com/Applications/201609-25.pdf
201609-26 | Sprint/Nextel | Attach two antennas, one 29"-high and one 14" high and one remote radio head (RRH) to a 36' light pole. | Colocation | Mobilitie@9MDB000765 | 571.17 |  | Montrose Pkwy/E Jefferson Street | N. Bethesdw | R | Montgomery County ROW | County | Public | 39.0507 | -77.127 | Monopole |  | -1 | T. Owensby | 2016-07-29 |  | Withdrawn | 9MDB000765 |  | https://montgomerycountytfcg.s3.amazonaws.com/Applications/201609-26.pdf
201609-27 | Sprint/Nextel | Attach two antennas, one 29"-high and one 14" high and one remote radio head (RRH) to a 30' light pole and signal mount. | Colocation | Mobilitie@9MDB000854 | 571.18 |  | Seneca Meadows Pkwy/Observation Dr | Germantown | R | Montgomery County ROW | County | Public | 39.1987 | -77.2559 | Monopole |  | -1 | T. Owensby | 2016-07-29 |  | Withdrawn | 9MDB000854 |  | https://montgomerycountytfcg.s3.amazonaws.com/Applications/201609-27.pdf
201609-28 | Sprint/Nextel | Attach two antennas, one 29"-high and one 14" high and one remote radio head (RRH) to a 25' utility pole. | Colocation | Mobilitie@9MDB000721 | 571.19 |  | Bethesda Ave/Arlington Rd | Bethesda | C | Montgomery County ROW | County | Public | 38.981 | -77.0976 | Monopole |  | -1 | T. Owensby | 2016-07-29 |  | Withdrawn | 9MDB000721 |  | https://montgomerycountytfcg.s3.amazonaws.com/Applications/201609-28.pdf
201609-29 | Sprint/Nextel | Attach two antennas, one 29"-high and one 14" high and one remote radio head (RRH) to a 49' utility pole. | Colocation | Mobilitie@9MDB000762 | 571.2 |  | Spring St/Cameron St | Silver Spring | C | Montgomery County ROW | County | Public | 38.9992 | -77.0272 | Monopole |  | -1 | T. Owensby | 2016-07-29 |  | Withdrawn | 9MDB000762 |  | https://montgomerycountytfcg.s3.amazonaws.com/Applications/201609-29.pdf
201609-30 | Sprint/Nextel | Attach two antennas, one 29"-high and one 14" high and one remote radio head (RRH) to a 40' utility pole. | Colocation | Mobilitie@9MDB001803 | 571.21 |  | Twinbrooke Pkwy/Parklawn Dr | Rockville | C | Montgomery County ROW | County | Public | 39.062 | -77.1166 | Monopole |  | -1 | T. Owensby | 2016-07-29 |  | Withdrawn | 9MDB001803 |  | https://montgomerycountytfcg.s3.amazonaws.com/Applications/201609-30.pdf
201609-31 | Sprint/Nextel | Colocation DAS | Colocation | Mobilitie@9MDB000754 | 571.22 |  | Colesville Rd/Draper Ln | Silver Spring | C | Montgomery County ROW | County | Public | 38.9928 | -77.0347 | Monopole |  | -1 | T. Owensby | 2016-07-29 |  | Withdrawn | 9MDB000754 |  | https://montgomerycountytfcg.s3.amazonaws.com/Applications/201609-31.pdf
201609-02 | T-Mobile | Antenna Change Out | Minor Modification | Wheaton High School | 299 | 12501 | Dalewood Rd | Silver Spring | R-60 | MCPS | School | Public | 39.0595 | -77.0665 | Monopole | 100 | 0 | Phil Stetler | 2016-07-27 | 2016-09-07 | Recommended | 7WAN235A |  | https://s3.amazonaws.com/montgomerycountytfcg/Applications/201609-02.pdf
201609-01 | Verizon Wireless | Small Cell Antenna | Colocation | ShopHouse Kitchen | 568 | 4824 | Bethesda Ave | Bethesda | CRT-2.25 R-2.25 H-70 | Street Retail Inc |  | Private | 38.9808 | -77.0969 | Building | 19 | 0 | Joshua Schakola | 2016-07-26 | 2016-09-07 | Recommended | Bethesda Arlington |  | https://s3.amazonaws.com/montgomerycountytfcg/Applications/201609-01.pdf
201609-03 | Verizon Wireless | Small Cell Antenna | Colocation | Strathmore Music Center | 569 | 10701 | Rockville Pike | Rockville | R-60 | Montgomery County |  | Public | 39.0315 | -77.1038 | Monopole | 25 | 0 | Joshua Schakola | 2016-07-21 | 2016-09-07 | Recommended | Strathmore |  | https://s3.amazonaws.com/montgomerycountytfcg/Applications/201609-03.pdf
201608-71 | Verizon Wireless | Small Cell Antenna | Colocation | Giant Food - Silver Spring | 566 | 8750 | Arliss St | Silver Spring | CRT 3.0 | Washington Real Estate Investment Trust |  | Private | 38.9995 | -77.0024 | Building | 19 | 0 | G. Walker | 2016-07-13 | 2016-09-07 | Recommended | Arliss |  | https://s3.amazonaws.com/montgomerycountytfcg/Applications/201608-71.pdf
201608-68 | Verizon Wireless | Antenna Change Out | Minor Modification | Grosvenor Station | 191 | 10301 | Grosvenor Pl | Rockville | R-10 | Grosvenor Tower LP |  | Private | 39.0261 | -77.1068 | Building | 173.5 | 0 | Jessica Bingham | 2016-07-12 | 2016-08-03 | Recommended | Grosvenor |  | https://s3.amazonaws.com/montgomerycountytfcg/Applications/201608-68.pdf
201608-69 | Verizon Wireless | Antenna Change Out | Minor Modification | Watkins Mill High School | 386 | 10301 | Apple Ridge Rd | Gaithersburg | R-200 | Board of Education | School | Public | 39.1846 | -77.2137 | Monopole | 118 | 0 | Jessica Bingham | 2016-07-12 | 2016-09-07 | Recommended | Apple Ridge |  | https://s3.amazonaws.com/montgomerycountytfcg/Applications/201608-69.pdf
201608-70 | T-Mobile | Antenna Change Out | Minor Modification | Montgomery Towers | 265 | 415 | Silver Spring Ave | Silver Spring | R-10 | Montgomery Towers LLC |  | Private | 38.9933 | -77.0108 | Building | 57 | 0 | Andrew Swanekamp | 2016-07-12 | 2016-08-03 | Recommended | 7WAN277A |  | https://s3.amazonaws.com/montgomerycountytfcg/Applications/201608-70.pdf
201608-72 | T-Mobile | Colocation | Colocation | University Manor Apartments | 567 | 820 | University Blvd East | Silver Spring | R-10 | University Manor Apartments |  | Private | 38.9956 | -76.9926 | Building | 35 | 0 | Timothy Dwyer | 2016-07-12 | 2016-08-03 | Recommended | 7WAS565A |  | https://s3.amazonaws.com/montgomerycountytfcg/Applications/201608-72.pdf
201608-64 | T-Mobile | Colocation | Colocation | Pavilion Apts | 31 | 5901 | Montrose Rd | Rockville | CR-4.0 C-0.25 R-4.0 H-190 | CP5 MONTEREY LLC |  | Private | 39.0537 | -77.1189 | Building | 152 | 0 | Ayiehsa Beverly | 2016-07-08 | 2016-08-03 | Recommended | 7WAN596 |  | https://s3.amazonaws.com/montgomerycountytfcg/Applications/201608-64.pdf
201608-65 | Verizon Wireless | Antenna Change Out | Minor Modification | Cabin John Water Tank | 132 | 6711 | Tomlinson Terr | Cabin John | R-200 | WSSC | WSSC | Public | 38.9782 | -77.1597 | Water Tank | 133.5 | 0 | Jessica Bingham | 2016-07-08 | 2016-08-03 | Recommended | Cabin John |  | https://s3.amazonaws.com/montgomerycountytfcg/Applications/201608-65.pdf
201608-66 | T-Mobile | Colocation | Colocation | EZ Storage- Middlebrook | 565 | 12211 | Middlebrook Rd | Germantown | R-200 | Middlebrook Land LLLP c/o Siena Corp |  | Private | 39.1762 | -77.2531 | Building | 56 | 0 | Ayiehsa Beverly | 2016-07-08 | 2016-08-03 | Recommended | 7WAN101E |  | https://s3.amazonaws.com/montgomerycountytfcg/Applications/201608-66.pdf
201608-67 | Verizon Wireless | Antenna Change Out | Minor Modification | Cedar Lane Water Tank | 397 | 5417 | Cedar Ln W | Bethesda | R-60 | WSSC | WSSC | Public | 39.005 | -77.109 | Water Tank | 94.17 | 0 | Jessica Bingham | 2016-07-08 | 2016-08-03 | Recommended | Ewing |  | https://s3.amazonaws.com/montgomerycountytfcg/Applications/201608-67.pdf
201608-62 | T-Mobile | Antenna Change Out | Minor Modification | Democracy Center | 23 | 6903 | Rockledge Dr | Bethesda | CR-1.5 C-1.25 R-0.75 H-200 | G&I X Democracy Center LLC |  | Private | 39.0276 | -77.1405 | Building | 185 | 0 | Andrew Senker | 2016-07-05 | 2016-08-03 | Recommended | 7WAN007A |  | https://s3.amazonaws.com/montgomerycountytfcg/Applications/201608-62.pdf
201608-60 | AT&T Wireless | Antenna Change Out | Minor Modification | Super Fresh Shopping Ctr. | 52 | 3901 | Aspen Hill Rd | Silver Spring | CRT-2.25 C-1.5 R-0.75 H-75 | LDG Inc |  | Private | 39.0821 | -77.079 | Monopole | 116 | 0 | A. Knubel | 2016-06-30 | 2016-08-03 | Recommended | Aspen Hill |  | https://s3.amazonaws.com/montgomerycountytfcg/Applications/201608-60.pdf
201608-61 | Verizon Wireless | Antenna Change Out | Minor Modification | Tri-State Stone Quarry | 20 | 8200 | Seven Locks Rd | Bethesda | R-200 | Ben Porto & Son LTD |  | Private | 38.9887 | -77.1614 | Monopole | 154 | 0 | Jessica Bingham | 2016-06-30 | 2016-08-03 | Recommended | Burning Tree |  | https://s3.amazonaws.com/montgomerycountytfcg/Applications/201608-61.pdf
201608-06 | T-Mobile | Antenna Change Out | Minor Modification | Albert Einstein High School | 298 | 11135 | Newport Mill Rd | Silver Spring | R-60 | MCPS | School | Public | 39.0401 | -77.0646 | Monopole | 130 | 0 | Phil Stetler | 2016-06-27 | 2016-08-03 | Recommended | 7WAN270A |  | https://s3.amazonaws.com/montgomerycountytfcg/Applications/201608-06.pdf
201608-18 | Verizon Wireless | New DAS Pole | Replacement | Father Hurley FAH-033 | 562.12 | 2010 | Father Hurley Blvd | Germantown | TS | Montgomery County ROW |  | Public | 39.177 | -77.2824 | Light Pole | 27 | -1 | Charles Salamone | 2016-06-24 | 2020-02-19 | Withdrawn | Verizon Wireless@Father Hurley FAH-033 |  | https://montgomerycountytfcg.s3.amazonaws.com/Applications/201608-18+Application.pdf
201608-38 | Verizon Wireless | New DAS Pole | Replacement | North Potomac NPE-005 | 564.01 | 14828 | Dufief Dr | North Potomac | R-200 | Montgomery County |  | Public | 39.1002 | -77.2293 | Light Pole | 24 | -1 | Charles Salamone | 2016-06-24 | 2019-09-06 | Withdrawn | Verizon Wireless@North Potomac NPE-005 |  | https://montgomerycountytfcg.s3.amazonaws.com/Applications/201608-38+Application.pdf
201608-39 | Verizon Wireless | New DAS Pole | Replacement | North Potomac NPE-006 | 564.02 | 14604 | Antigone Dr | North Potomac | R-200 | Montgomery County |  | Public | 39.0959 | -77.2359 | Light Pole | 24 | -1 | Charles Salamone | 2016-06-24 | 2019-09-06 | Withdrawn | Verizon Wireless@North Potomac NPE-006 |  | https://montgomerycountytfcg.s3.amazonaws.com/Applications/201608-39+Application.pdf
201608-40 | Verizon Wireless | New DAS Pole | Replacement | North Potomac NPE-007 | 564.03 | 11310 | Mills Farm Rd | Germantown | R-200 | Montgomery County |  | Public | 39.082 | -77.2302 | Light Pole | 24 | -1 | Charles Salamone | 2016-06-24 | 2019-09-06 | Withdrawn | Verizon Wireless@North Potomac NPE-007 |  | https://montgomerycountytfcg.s3.amazonaws.com/Applications/201608-40+Application.pdf
201608-41 | Verizon Wireless | New DAS Pole | Replacement | North Potomac NPE-012 | 564.04 | 15077 | Joshua Tree Rd | North Potomac | R-200 | Montgomery County |  | Public | 39.1025 | -77.2334 | Light Pole | 24 | -1 | Charles Salamone | 2016-06-24 | 2019-09-06 | Withdrawn | Verizon Wireless@North Potomac NPE-012 |  | https://montgomerycountytfcg.s3.amazonaws.com/Applications/201608-41+Application.pdf
201608-42 | Verizon Wireless | New DAS Pole | Replacement | North Potomac NPE-013 | 564.05 | 23 | Flints Grove Dr | North Potomac | R-200 | Montgomery County |  | Public | 39.0946 | -77.2405 | Light Pole | 24 | -1 | Charles Salamone | 2016-06-24 | 2019-09-06 | Withdrawn | Verizon Wireless@North Potomac NPE-013 |  | https://montgomerycountytfcg.s3.amazonaws.com/Applications/201608-42+Application.pdf
201608-43 | Verizon Wireless | New DAS Pole | Replacement | North Potomac NPE-022 | 564.06 | 14408 | Kings Grant St | North Potomac | R-200 | Montgomery County |  | Public | 39.0919 | -77.2314 | Light Pole | 24 | -1 | Charles Salamone | 2016-06-24 | 2019-09-06 | Withdrawn | Verizon Wireless@North Potomac NPE-022 |  | https://montgomerycountytfcg.s3.amazonaws.com/Applications/201608-43+Application.pdf
201608-44 | Verizon Wireless | New DAS Pole | Replacement | North Potomac NPE-034 | 564.07 | 14019 | Natia Manor Dr | North Potomac | R-200 | Montgomery County |  | Public | 39.0832 | -77.2373 | Light Pole | 24 | -1 | Charles Salamone | 2016-06-24 | 2019-09-06 | Withdrawn | Verizon Wireless@North Potomac NPE-034 |  | https://montgomerycountytfcg.s3.amazonaws.com/Applications/201608-44+Application.pdf
201608-45 | Verizon Wireless | New DAS Pole | Replacement | North Potomac NPE-035 | 564.08 | 14276 | Platinum Dr | North Potomac | R-200 | Montgomery County |  | Public | 39.0909 | -77.2194 | Light Pole | 24 | -1 | Charles Salamone | 2016-06-24 | 2019-09-06 | Withdrawn | Verizon Wireless@North Potomac NPE-035 |  | https://montgomerycountytfcg.s3.amazonaws.com/Applications/201608-45+Application.pdf
201608-46 | Verizon Wireless | New DAS Pole | Replacement | North Potomac NPE-036 | 564.09 | 11227 | Freas Dr | North Potomac | R-200 | Montgomery County |  | Public | 39.0966 | -77.2331 | Light Pole | 24 | -1 | Charles Salamone | 2016-06-24 | 2019-09-06 | Withdrawn | Verizon Wireless@North Potomac NPE-036 |  | https://montgomerycountytfcg.s3.amazonaws.com/Applications/201608-46+Application.pdf
201608-47 | Verizon Wireless | New DAS Pole | Replacement | North Potomac NPE-044 | 564.1 | 11535 | Parsippany Terr | North Potomac | R-200 | Montgomery County |  | Public | 39.087 | -77.2395 | Light Pole | 24 | -1 | Charles Salamone | 2016-06-24 | 2019-09-06 | Withdrawn | Verizon Wireless@North Potomac NPE-044 |  | https://montgomerycountytfcg.s3.amazonaws.com/Applications/201608-47+Application.pdf
201608-48 | Verizon Wireless | New DAS Pole | Replacement | North Potomac NPE-046 | 564.11 | 11612 | Piney Lodge Rd | North Potomac | R-200 | Montgomery County |  | Public | 39.1038 | -77.2398 | Light Pole | 24 | -1 | Charles Salamone | 2016-06-24 | 2019-09-06 | Withdrawn | Verizon Wireless@North Potomac NPE-046 |  | https://montgomerycountytfcg.s3.amazonaws.com/Applications/201608-48+Application.pdf
201608-49 | Verizon Wireless | New DAS Pole | Replacement | North Potomac NPE-047 | 564.12 | 2 | Thorburn Rd | North Potomac | R-200 | Montgomery County |  | Public | 39.1048 | -77.2265 | Light Pole | 24 | -1 | Charles Salamone | 2016-06-24 |  | Withdrawn | Verizon Wireless@North Potomac NPE-047 |  | https://s3.amazonaws.com/montgomerycountytfcg/Applications/201608-49.pdf
201608-50 | Verizon Wireless | New DAS Pole | Replacement | North Potomac NPE-052 | 564.13 | 14513 | Stonebridge View Dr | North Potomac | PD-3 | Montgomery County |  | Public | 39.0944 | -77.2193 | Light Pole | 24 | -1 | Charles Salamone | 2016-06-24 | 2019-09-06 | Withdrawn | Verizon Wireless@North Potomac NPE-052 |  | https://montgomerycountytfcg.s3.amazonaws.com/Applications/201608-50+Application.pdf
201608-51 | Verizon Wireless | New DAS Pole | Replacement | North Potomac NPE-053 | 564.14 | 14019 | Welland Terr | North Potomac | R-200 | Montgomery County |  | Public | 39.0865 | -77.2296 | Light Pole | 24 | -1 | Charles Salamone | 2016-06-24 | 2019-09-06 | Withdrawn | Verizon Wireless@North Potomac NPE-053 |  | https://montgomerycountytfcg.s3.amazonaws.com/Applications/201608-51+Application.pdf
201608-52 | Verizon Wireless | New DAS Pole | Replacement | North Potomac NPE-054 | 564.15 | 11705 | Silent Valley ln | North Potomac | R-200 | Montgomery County |  | Public | 39.1019 | -77.2423 | Light Pole | 24 | -1 | Charles Salamone | 2016-06-24 | 2019-09-06 | Withdrawn | Verizon Wireless@North Potomac NPE-054 |  | https://montgomerycountytfcg.s3.amazonaws.com/Applications/201608-52+Application.pdf
201608-53 | Verizon Wireless | New DAS Pole | Replacement | North Potomac NPE-059 | 564.16 | 14971 | Dufief Dr | North Potomac | R-200 | Montgomery County |  | Public | 39.0984 | -77.2388 | Light Pole | 24 | -1 | Charles Salamone | 2016-06-24 | 2019-09-06 | Withdrawn | Verizon Wireless@North Potomac NPE-059 |  | https://montgomerycountytfcg.s3.amazonaws.com/Applications/201608-53+Application.pdf
201608-54 | Verizon Wireless | New DAS Pole | Replacement | North Potomac NPE-060 | 564.17 | 11401 | Crownwood Ln | North Potomac | R-200 | Montgomery County |  | Public | 39.0811 | -77.2323 | Light Pole | 24 | -1 | Charles Salamone | 2016-06-24 | 2019-09-06 | Withdrawn | Verizon Wireless@North Potomac NPE-060 |  | https://montgomerycountytfcg.s3.amazonaws.com/Applications/201608-54+Application.pdf
201608-55 | Verizon Wireless | New DAS Pole | Replacement | North Potomac NPE-061 | 564.18 | 203 | Midsummer Dr | North Potomac | R-200 | Montgomery County |  | Public | 39.1057 | -77.2214 | Light Pole | 24 | -1 | Charles Salamone | 2016-06-24 |  | Withdrawn | Verizon Wireless@North Potomac NPE-061 |  | https://s3.amazonaws.com/montgomerycountytfcg/Applications/201608-55.pdf
201608-56 | Verizon Wireless | New DAS Pole | Replacement | North Potomac NPE-064 | 564.19 | 14316 | Stone Bridge View Dr | North Potomac | PD-3 | Montgomery County |  | Public | 39.0908 | -77.2156 | Light Pole | 24 | -1 | Charles Salamone | 2016-06-24 | 2019-09-06 | Withdrawn | Verizon Wireless@North Potomac NPE-064 |  | https://montgomerycountytfcg.s3.amazonaws.com/Applications/201608-56+Application.pdf
201608-57 | Verizon Wireless | New DAS Pole | Replacement | North Potomac NPE-067 | 564.2 | 15043 | Joshua Tree Rd | North Potomac | R-200 | Montgomery County |  | Public | 39.0862 | -77.2331 | Light Pole | 24 | -1 | Charles Salamone | 2016-06-24 | 2019-09-06 | Withdrawn | Verizon Wireless@North Potomac NPE-067 |  | https://montgomerycountytfcg.s3.amazonaws.com/Applications/201608-57+Application.pdf
201608-58 | Verizon Wireless | New DAS Pole | Replacement | North Potomac NPE-071 | 564.21 | 11226 | Welland St | North Potomac | R-200 | Montgomery County |  | Public | 39.0862 | -77.2331 | Light Pole | 24 | -1 | Charles Salamone | 2016-06-24 | 2019-09-06 | Withdrawn | Verizon Wireless@North Potomac NPE-071 |  | https://montgomerycountytfcg.s3.amazonaws.com/Applications/201608-58+Application.pdf
201608-05 | Verizon Wireless | Equipment Change Out | Minor Modification | Trinity United Methodist Church | 454 | 13700 | Schaeffer Rd | Germantown | R-200 | Trinity United Methodist Church | Church | Private | 39.1628 | -77.284 | Tower | 105 | 0 | M. Weiland | 2016-06-23 | 2016-08-03 | Recommended | Clopper Road |  | https://s3.amazonaws.com/montgomerycountytfcg/Applications/201608-05.pdf
201608-21 | Verizon Wireless | New DAS Pole | Replacement | Father Hurley FAH-039 | 562.15 |  | Waters Landing Dr & Burnt Woods Dr | Germantown | TS | Montgomery County ROW |  | Public | 39.1964 | -77.2789 | Light Pole | 27 | -1 | Charles Salamone | 2016-06-23 | 2020-02-19 | Withdrawn | Verizon Wireless@Father Hurley FAH-039 |  | https://montgomerycountytfcg.s3.amazonaws.com/Applications/201608-21+Application.pdf
201608-22 | Verizon Wireless | New DAS Pole | Replacement | Father Hurley FAH-040 | 562.16 | 13100 | Waters Landing Dr | Germantown | TS | Montgomery County ROW |  | Public | 39.1897 | -77.2677 | Light Pole | 27 | -1 | Charles Salamone | 2016-06-23 | 2020-02-19 | Withdrawn | Verizon Wireless@Father Hurley FAH-040 |  | https://montgomerycountytfcg.s3.amazonaws.com/Applications/201608-22+Application.pdf
201608-23 | Verizon Wireless | New DAS Pole | Replacement | Father Hurley FAH-042 | 562.17 | 20801 | Amber Hill Ct | Germantown | TS | Montgomery County ROW |  | Public | 39.1972 | -77.2813 | Light Pole | 27 | -1 | Charles Salamone | 2016-06-23 | 2020-02-19 | Withdrawn | Verizon Wireless@Father Hurley FAH-042 |  | https://montgomerycountytfcg.s3.amazonaws.com/Applications/201608-23+Application.pdf
201608-24 | Verizon Wireless | New DAS Pole | Replacement | Father Hurley FAH-043 | 562.18 |  | Crystal Rock Dr & Aircraft Dr | Germantown | CR-2.0 | Montgomery County ROW |  | Public | 39.1879 | -77.2647 | Light Pole | 27 | -1 | Charles Salamone | 2016-06-23 | 2020-02-19 | Withdrawn | Verizon Wireless@Father Hurley FAH-043 |  | https://montgomerycountytfcg.s3.amazonaws.com/Applications/201608-24+Application.pdf
201608-25 | Verizon Wireless | New DAS Pole | Replacement | Father Hurley FAH-044 | 562.19 | 13601 | Spinning Wheel Dr | Germantown | TS | Montgomery County ROW |  | Public | 39.1957 | -77.2845 | Light Pole | 27 | -1 | Charles Salamone | 2016-06-23 | 2020-02-19 | Withdrawn | Verizon Wireless@Father Hurley FAH-044 |  | https://montgomerycountytfcg.s3.amazonaws.com/Applications/201608-25+Application.pdf
201608-26 | Verizon Wireless | New DAS Pole | Replacement | Father Hurley FAH-045 | 562.2 | 20001 | Crystal Rock Dr | Germantown | CR-2.0 | Montgomery County ROW |  | Public | 39.1849 | -77.2638 | Light Pole | 27 | -1 | Charles Salamone | 2016-06-23 | 2020-02-19 | Withdrawn | Verizon Wireless@Father Hurley FAH-045 |  | https://montgomerycountytfcg.s3.amazonaws.com/Applications/201608-26+Application.pdf
201608-28 | Verizon Wireless | New DAS Pole | Replacement | Father Hurley FAH-047 | 562.22 |  | Crystal Rock Dr & Germantown Rd | Germantown | CR-2.0 | Montgomery County ROW |  | Public | 39.1815 | -77.2624 | Light Pole | 27 | -1 | Charles Salamone | 2016-06-23 | 2020-02-19 | Withdrawn | Verizon Wireless@Father Hurley FAH-047 |  | https://montgomerycountytfcg.s3.amazonaws.com/Applications/201608-28+Application.pdf
201608-29 | Verizon Wireless | New DAS Pole | Replacement | Father Hurley FAH-048 | 562.23 |  | Wynnfield Dr & Shore Harbor Dr | Germantown | TS | Montgomery County ROW |  | Public | 39.1889 | -77.2833 | Light Pole | 27 | -1 | Charles Salamone | 2016-06-23 | 2020-02-19 | Withdrawn | Verizon Wireless@Father Hurley FAH-048 |  | https://montgomerycountytfcg.s3.amazonaws.com/Applications/201608-29+Application.pdf
201608-30 | Verizon Wireless | New DAS Pole | Replacement | Father Hurley FAH-050 | 562.24 | 19494 | Crystal Rock Dr | Germantown | TS | Montgomery County ROW |  | Public | 39.1767 | -77.2644 | Light Pole | 27 | -1 | Charles Salamone | 2016-06-23 | 2020-02-19 | Withdrawn | Verizon Wireless@Father Hurley FAH-050 |  | https://montgomerycountytfcg.s3.amazonaws.com/Applications/201608-30+Application.pdf
201608-31 | Verizon Wireless | New DAS Pole | Replacement | Father Hurley FAH-051 | 562.25 |  | Father Hurley Blvd & Crystal Rock Dr | Germantown | TS | Montgomery County ROW |  | Public | 39.1943 | -77.2695 | Light Pole | 26 | -1 | Charles Salamone | 2016-06-23 | 2020-02-19 | Withdrawn | Verizon Wireless@Father Hurley FAH-051 |  | https://montgomerycountytfcg.s3.amazonaws.com/Applications/201608-31+Application.pdf
201608-63 | Verizon Wireless | New DAS Pole | Replacement | Father Hurley FAH-053 | 562.26 |  | Crystal Rock Dr & Cloverleaf Center Dr | Germantown | TS | Montgomery County ROW |  | Public | 39.1754 | -77.2689 | Light Pole | 27 | -1 | Charles Salamone | 2016-06-23 | 2020-02-19 | Withdrawn | Verizon Wireless@Father Hurley FAH-053 |  | https://montgomerycountytfcg.s3.amazonaws.com/Applications/201608-63+Application.pdf
201608-59 | Verizon Wireless | New DAS Pole | New | Father Hurley FAH-001 | 563.01 |  | Father Hurley Blvd/I-270 Ramp | Germantown | CR-2.0 | Montgomery County ROW |  | Public | 39.1961 | -77.2656 | Light Pole | 23 | -1 | Charles Salamone | 2016-06-23 | 2020-02-19 | Withdrawn | Verizon Wireless@Father Hurley FAH-001 |  | https://montgomerycountytfcg.s3.amazonaws.com/Applications/201608-59+Application.pdf
201608-32 | Verizon Wireless | New DAS Pole | Replacement | Father Hurley FAH-004 | 563.02 | 13717 | Wisteria Dr | Germantown | TS | Montgomery County ROW |  | Public | 39.1801 | -77.2839 | Light Pole | 24 | -1 | Charles Salamone | 2016-06-23 | 2020-02-19 | Withdrawn | Verizon Wireless@Father Hurley FAH-004 |  | https://montgomerycountytfcg.s3.amazonaws.com/Applications/201608-32+Application.pdf
201608-33 | Verizon Wireless | New DAS Pole | Replacement | Father Hurley FAH-010 | 563.03 |  | Wynnfield Dr & Laurel Hill Way | Germantown | TS | Montgomery County ROW |  | Public | 39.1854 | -77.2807 | Light Pole | 24 | -1 | Charles Salamone | 2016-06-23 | 2020-02-19 | Withdrawn | Verizon Wireless@Father Hurley FAH-010 |  | https://montgomerycountytfcg.s3.amazonaws.com/Applications/201608-33+Application.pdf
201608-34 | Verizon Wireless | New DAS Pole | Replacement | Father Hurley FAH-025 | 563.04 | 19701 | Webster Ct | Germantown | TS | Montgomery County ROW |  | Public | 39.1802 | -77.2876 | Light Pole | 24 | -1 | Charles Salamone | 2016-06-23 | 2020-02-19 | Withdrawn | Verizon Wireless@Father Hurley FAH-025 |  | https://montgomerycountytfcg.s3.amazonaws.com/Applications/201608-34+Application.pdf
201608-35 | Verizon Wireless | New DAS Pole | Replacement | Father Hurley FAH-034 | 563.05 |  | Wanegarden Drive & Churchhill Village South | Germantown | TS | Montgomery County ROW |  | Public | 39.1842 | -77.2839 | Light Pole | 24 | -1 | Charles Salamone | 2016-06-23 | 2020-02-19 | Withdrawn | Verizon Wireless@Father Hurley FAH-034 |  | https://montgomerycountytfcg.s3.amazonaws.com/Applications/201608-35+Application.pdf
201608-36 | Verizon Wireless | New DAS Pole | Replacement | Father Hurley FAH-038 | 563.06 | 19902 | Wild Cherry Ln | Germantown | TS | Montgomery County ROW |  | Public | 39.1833 | -77.2882 | Light Pole | 24 | -1 | Charles Salamone | 2016-06-23 | 2020-02-19 | Withdrawn | Verizon Wireless@Father Hurley FAH-036 |  | https://montgomerycountytfcg.s3.amazonaws.com/Applications/201608-36+Application.pdf
201608-37 | Verizon Wireless | New DAS Pole | Replacement | Father Hurley FAH-049 | 563.07 | 19840 | Century Blvd | Germantown | CR-0.5 | Montgomery County ROW |  | Public | 39.1816 | -77.2661 | Light Pole | 24 | -1 | Charles Salamone | 2016-06-23 | 2020-02-19 | Withdrawn | Verizon Wireless@Father Hurley FAH-049 |  | https://montgomerycountytfcg.s3.amazonaws.com/Applications/201608-37+Application.pdf
201608-04 | T-Mobile | Antenna Change Out | Minor Modification | Weitzer Property | 123 | 0 | Sugarland Rd | Poolesville | AR | BLUFFING GOAT FARM LLC |  | Private | 39.0857 | -77.3982 | Monopole | 195 | 0 | Timothy Dwyer | 2016-06-22 | 2016-08-03 | Recommended | 7WAN520A |  | https://s3.amazonaws.com/montgomerycountytfcg/Applications/201608-04.pdf
201608-07 | Verizon Wireless | New DAS Pole | Replacement | Father Hurley FAH-013 | 562.01 |  | Waters Landing Dr/Summersong Ln | Germantown | TS | Montgomery County ROW |  | Public | 39.1926 | -77.2769 | Light Pole | 27 | -1 | Charles Salamone | 2016-06-22 | 2020-02-19 | Withdrawn | Verizon Wireless@Father Hurley FAH-013 |  | https://montgomerycountytfcg.s3.amazonaws.com/Applications/201608-07+Application.pdf
201608-08 | Verizon Wireless | New DAS Pole | Replacement | Father Hurley FAH-020 | 562.02 | 13280 | Wisteria Ln | Germantown | TS | Montgomery County ROW |  | Public | 39.181 | -77.2757 | Light Pole | 27 | -1 | Charles Salamone | 2016-06-22 | 2020-02-19 | Withdrawn | Verizon Wirless @Father Hurley FAH-020 |  | https://montgomerycountytfcg.s3.amazonaws.com/Applications/201608-08+Application.pdf
201608-09 | Verizon Wireless | Withdrawn per Crown Castle email on 2/19. | Replacement | Father Hurley FAH-021 | 562.03 | 13500 | Carlow Point Circle | Germantown | TS | Montgomery County ROW |  | Public | 39.1781 | -77.278 | Light Pole | 27 | -1 | Charles Salamone | 2016-06-22 | 2020-02-19 | Withdrawn | Verizon Wirless @Father Hurley FAH-021 |  | https://montgomerycountytfcg.s3.amazonaws.com/Applications/201608-09+Application.pdf
201608-10 | Verizon Wireless | Withdrawn per Crown Castle email on 2/19. | Replacement | Father Hurley FAH-022 | 562.04 |  | Waters Landing Dr & Diamond Hill Dr | Germantown | TS | Montgomery County ROW |  | Public | 39.1915 | -77.2793 | Light Pole | 27 | -1 | Charles Salamone | 2016-06-22 | 2020-02-19 | Withdrawn | Verizon Wirless @Father Hurley FAH-022 |  | https://montgomerycountytfcg.s3.amazonaws.com/Applications/201608-10+Application.pdf
201608-11 | Verizon Wireless | New DAS Pole | Replacement | Father Hurley FAH-023 | 562.05 |  | Waters Landing Dr & Afternoon Ln | Germantown | TS | Montgomery County ROW |  | Public | 39.1915 | -77.2793 | Light Pole | 27 | -1 | Charles Salamone | 2016-06-22 | 2020-02-19 | Withdrawn | Verizon Wirless @Father Hurley FAH-023 |  | https://montgomerycountytfcg.s3.amazonaws.com/Applications/201608-11+Application.pdf
201608-12 | Verizon Wireless | New DAS Pole | Replacement | Father Hurley FAH-024 | 562.06 | 20251 | Century Ln | Germantown | CR-2.0 | Montgomery County ROW |  | Public | 39.1883 | -77.2614 | Light Pole | 27 | -1 | Charles Salamone | 2016-06-22 | 2020-02-19 | Withdrawn | Verizon Wirless @Father Hurley FAH-020 |  | https://montgomerycountytfcg.s3.amazonaws.com/Applications/201608-12+Application.pdf
201608-13 | Verizon Wireless | New DAS Pole | Replacement | Father Hurley FAH-028 | 562.07 |  | Locbury Dr & Club Hill Dr | Germantown | TS | Montgomery County ROW |  | Public | 39.1882 | -77.2674 | Light Pole | 27 | -1 | Charles Salamone | 2016-06-22 | 2020-02-19 | Withdrawn | Verizon Wireless@Father Hurley FAH-028 |  | https://montgomerycountytfcg.s3.amazonaws.com/Applications/201608-13+Application.pdf
201608-14 | Verizon Wireless | New DAS Pole | Replacement | Father Hurley FAH-029 | 562.08 | 21000 | Father Hurley Blvd | Germantown | TS | Montgomery County ROW |  | Public | 39.1899 | -77.2735 | Light Pole | 27 | -1 | Charles Salamone | 2016-06-22 | 2020-02-19 | Withdrawn | Verizon Wireless@Father Hurley FAH-029 |  | https://montgomerycountytfcg.s3.amazonaws.com/Applications/201608-14+Application.pdf
201608-15 | Verizon Wireless | New DAS Pole | Replacement | Father Hurley FAH-030 | 562.09 |  | Kinster Dr & Alpine Dr | Germantown | TS | Montgomery County ROW |  | Public | 39.1979 | -77.2709 | Light Pole | 27 | -1 | Charles Salamone | 2016-06-22 | 2020-02-19 | Withdrawn | Verizon Wireless@Father Hurley FAH-013 |  | https://montgomerycountytfcg.s3.amazonaws.com/Applications/201608-15+Application.pdf
201608-16 | Verizon Wireless | New DAS Pole | Replacement | Father Hurley FAH-031 | 562.1 | 20563 | Amethyst Ln | Germantown | TS | Montgomery County ROW |  | Public | 39.1928 | -77.2751 | Light Pole | 27 | -1 | Charles Salamone | 2016-06-22 | 2020-02-20 | Withdrawn | Verizon Wireless@Father Hurley FAH-031 |  | https://montgomerycountytfcg.s3.amazonaws.com/Applications/201608-16+Application.pdf
201608-17 | Verizon Wireless | New DAS Pole | Replacement | Father Hurley FAH-032 | 562.11 | 20010 | Century Blvd | Germantown | CR-2.0 | Montgomery County ROW |  | Public | 39.1856 | -77.2594 | Light Pole | 27 | -1 | Charles Salamone | 2016-06-22 | 2020-02-19 | Withdrawn | Verizon Wireless@Father Hurley FAH-032 |  | https://montgomerycountytfcg.s3.amazonaws.com/Applications/201608-17+Application.pdf
201608-19 | Verizon Wireless | New DAS Pole | Replacement | Father Hurley FAH-035 | 562.13 | 20680 | Crystal Rock Dr | Germantown | CR-0.75 | Montgomery County ROW |  | Public | 39.1994 | -77.2764 | Light Pole | 27 | -1 | Charles Salamone | 2016-06-22 | 2020-02-19 | Withdrawn | Verizon Wireless@Father Hurley FAH-035 |  | https://montgomerycountytfcg.s3.amazonaws.com/Applications/201608-19+Application.pdf
201608-20 | Verizon Wireless | New DAS Pole | Replacement | Father Hurley FAH-037 | 562.14 | 20000 | Century Rd | Germantown | CR-2.0 | Montgomery County ROW |  | Public | 39.1844 | -77.262 | Light Pole | 27 | -1 | Charles Salamone | 2016-06-22 | 2020-02-19 | Withdrawn | Verizon Wireless@Father Hurley FAH-037 |  | https://montgomerycountytfcg.s3.amazonaws.com/Applications/201608-20+Application.pdf
201608-27 | Verizon Wireless | New DAS Pole | Replacement | Father Hurley FAH-046 | 562.21 | 20568 | Andyke Way | Germantown | TS | Montgomery County ROW |  | Public | 39.1939 | -77.2843 | Light Pole | 27 | -1 | Charles Salamone | 2016-06-22 | 2020-02-19 | Withdrawn | Verizon Wireless@Father Hurley FAH-046 |  | https://montgomerycountytfcg.s3.amazonaws.com/Applications/201608-27+Application.pdf
201608-02 | Verizon Wireless | Antenna Change Out | Minor Modification | NRC Building | 94 | 11555 | Rockville Pike | Rockville | CR-3.0 | U.S. Govt General Svcs Admin | Federal | Public | 39.0469 | -77.1119 | Building | 266 | 0 | Shari Saslaw | 2016-06-17 | 2016-08-03 | Recommended | Fernwood |  | https://s3.amazonaws.com/montgomerycountytfcg/Applications/201608-02.pdf
201608-03 | Verizon Wireless | Antenna Change Out | Minor Modification | MDOT-Rockville | 73 |  | I-270 & Montrose Rd | Rockville | R-90 | MDOT / State Hwy Admin. | State | Public | 39.0579 | -77.1537 | Monopole | 140 | -1 | Shari Saslaw | 2016-06-17 | 2016-08-03 | Recommended | Tilden Lane |  | https://s3.amazonaws.com/montgomerycountytfcg/Applications/201608-03.pdf
201608-01 | AT&T Wireless | Antenna Change Out | Minor Modification | Pepco 683-W | 110 | 18300 | Bowie Mill Rd | Olney | RE-1 | Pepco | Pepco | Private | 39.1562 | -77.0925 | Tower | 151 | 0 | Jose Pugeda | 2016-06-16 | 2016-08-03 | Recommended | PEPCO 683-W |  | https://s3.amazonaws.com/montgomerycountytfcg/Applications/201608-01.pdf
201607-13 | T-Mobile | Antenna Change Out | Minor Modification | Woodside Manor | 57 | 2114 | Dexter Ave | Silver Spring | R-10 | Woodside Manor LP |  | Private | 39.0212 | -77.0461 | Building | 75 | 0 | Delisa Coleman | 2016-06-15 | 2016-07-06 | Recommended | 7WAN453D |  | https://s3.amazonaws.com/montgomerycountytfcg/Applications/201607-13.pdf
201607-14 | T-Mobile | Antenna Change Out | Minor Modification | E-Z Storage | 319 | 12311 | Parklawn Dr | Rockville | IL-1.0 | Rockville Land LLLP |  | Private | 39.0594 | -77.1106 | Building | 36 | 0 | Andrew Swanekamp | 2016-06-15 | 2016-07-06 | Recommended | 7WAN121A |  | https://s3.amazonaws.com/montgomerycountytfcg/Applications/201607-14.pdf
201607-12 | T-Mobile | Antenna Change Out | Minor Modification | Choice International | 29 | 10750 | Columbia Pike | Silver Spring | CRT-2.25 C-1.5 R-0.75 H-45 | VREC III LO COLESVILLE MEDICAL MOB LLC |  | Private | 39.0324 | -77.0045 | Building | 85 | 0 | Delisa Coleman | 2016-06-13 | 2016-07-06 | Recommended | 7WAN135A |  | https://s3.amazonaws.com/montgomerycountytfcg/Applications/201607-12.pdf
201607-06 | AT&T Wireless | Antenna Change Out | Minor Modification | Troop 52 Forest Preserve | 113 | 16100 | Darnestown Rd | Dawsonville | AR | Seneca Creek Forest Preserve Inc |  | Private | 39.1343 | -77.335 | Tower | 180 | 0 | A. Knubel | 2016-06-09 | 2016-07-06 | Recommended | Dawsonville |  | https://s3.amazonaws.com/montgomerycountytfcg/Applications/201607-06.pdf
201607-07 | T-Mobile | Antenna Change Out | Minor Modification | Continental Plaza | 154 | 7101 | Wisconsin Ave | Bethesda | CR-3.0 C-3.0 R-2.75 H-145 | 7101 Wisconsin Owner LLC |  | Private | 38.9803 | -77.0918 | Building | 145 | 0 | Delisa Coleman | 2016-06-09 | 2016-07-06 | Recommended | 7WAN266B |  | https://s3.amazonaws.com/montgomerycountytfcg/Applications/201607-07.pdf
201607-08 | T-Mobile | Antenna Change Out | Minor Modification | Parkside Plaza | 255 | 9039 | Sligo Creek Pkwy | Silver Spring | R-10 | Parkside Plaza Condo |  | Private | 39.0042 | -77.0136 | Building | 150 | 0 | Delisa Coleman | 2016-06-09 | 2016-07-06 | Recommended | 7WAN302C |  | https://s3.amazonaws.com/montgomerycountytfcg/Applications/201607-08.pdf
201607-09 | T-Mobile | Antenna Change Out | Minor Modification | Chevy Chase Building | 18 | 5530 | Wisconsin Ave | Chevy Chase | CR-3.0 C-2.0 R-2.75 H-90 T | Friendship Propertie |  | Private | 38.9648 | -77.0883 | Building | 160 | 0 | Delisa Coleman | 2016-06-09 | 2016-07-06 | Recommended | 7WDC027A |  | https://s3.amazonaws.com/montgomerycountytfcg/Applications/201607-09.pdf
201607-10 | T-Mobile | Antenna Change Out | Minor Modification | Core Building | 290 | 12800 | Middlebrook Rd | Germantown | CR-1.25 | Gunners Lake Thirteen LP |  | Private | 39.1767 | -77.2653 | Building | 64 | 0 | Delisa Coleman | 2016-06-09 | 2016-07-06 | Recommended | 7WAN264A |  | https://s3.amazonaws.com/montgomerycountytfcg/Applications/201607-10.pdf
201607-11 | T-Mobile | Antenna Change Out | Minor Modification | Storage USA | 339 | 7722 | Fenton St | Silver Spring | IM-2.5 | ESS Prisa LLC |  | Private | 38.9864 | -77.0231 | Building | 150 | 0 | Delisa Coleman | 2016-06-09 | 2016-07-06 | Recommended | 7WAN138E |  | https://s3.amazonaws.com/montgomerycountytfcg/Applications/201607-11.pdf
201607-05 | Verizon Wireless | Colocation | Colocation | Colesville Towers | 562 | 8811 | Colesville Rd | Silver Spring | CR-3.0 C-3.0 R-3.0 H-100 | Tower Apartment EHDRT LLC ET AL |  | Private | 38.9998 | -77.0256 | Building | 112 | 0 | H. Rubenstein | 2016-06-08 | 2016-07-06 | Recommended | Sensitivity |  | https://s3.amazonaws.com/montgomerycountytfcg/Applications/201607-05.pdf
201607-04 | T-Mobile | Antenna Change Out | Minor Modification | Gate of Heaven | 116 | 13801 | Georgia Ave | Silver Spring | RE-2 | ROMAN CATHOLIC ARCHDIOCESE OF WASHINGTON |  | Private | 39.0877 | -77.0706 | Monopole | 190.5 | 0 | Steven Fanshaw | 2016-06-02 | 2016-07-06 | Recommended | 7WAN002A |  | https://s3.amazonaws.com/montgomerycountytfcg/Applications/201607-04.pdf
201607-03 | AT&T Wireless | Antenna Change Out | Minor Modification | Pepco 659-S | 347 | 0 | Tuckerman Ln | Potomac | R-90 | Pepco | Pepco | Private | 39.0424 | -77.1663 | Tower | 148 | 0 | B. Cline | 2016-05-24 | 2016-08-06 | Recommended | Seven Locks |  | https://s3.amazonaws.com/montgomerycountytfcg/Applications/201607-03.pdf
201607-01 | Verizon Wireless | Antenna Change Out | Minor Modification | Pepco 660-S | 272 | 11200 | Deborah Dr | Bethesda | R-90 | Pepco | Pepco | Private | 39.04 | -77.1646 | Tower | 146 | 0 | Shari Saslaw | 2016-05-16 | 2016-07-06 | Recommended | Tuckerman |  | https://s3.amazonaws.com/montgomerycountytfcg/Applications/201607-01.pdf
201607-02 | Verizon Wireless | Antenna Change Out | Minor Modification | Pepco 636-S | 311.02 | 13900 | Piney Meetinghouse Rd | Rockville | RE-2 | Pepco | Pepco | Private | 39.0679 | -77.23 | Tower | 126.5 | 0 | Shari Saslaw | 2016-05-16 | 2016-07-06 | Recommended | Travilah |  | https://s3.amazonaws.com/montgomerycountytfcg/Applications/201607-02.pdf
201606-12 | T-Mobile | Antenna Change Out | Minor Modification | Carver Tower | 124 | 2647 | W University Blvd | Silver Spring | CR-5.0 C-4.5 R-4.5 H-130 | Bajwa Property Management LLC |  | Private | 39.0407 | -77.0549 | Tower | 275 | 0 | Andrew Senker | 2016-05-09 | 2016-06-01 | Recommended | 7WAN013A |  | https://s3.amazonaws.com/montgomerycountytfcg/Applications/201606-12.pdf
201606-13 | T-Mobile | Antenna Change Out | Minor Modification | Super Fresh Shopping Ctr. | 52 | 3901 | Aspen Hill Rd | Silver Spring | CRT-2.25 C-1.5 R-0.75 H-75 | LDG Inc |  | Private | 39.0821 | -77.079 | Monopole | 116 | 0 | Andrew Senker | 2016-05-09 | 2016-06-01 | Recommended | 7WAN224D |  | https://s3.amazonaws.com/montgomerycountytfcg/Applications/201606-13.pdf
201606-14 | T-Mobile | Colocation | Colocation | Double Tree Hotel | 561 | 8120 | Wisconsin Ave | Bethesda | CR-3.0 C-3.0 R-2.75 H-110 | BLT Fund 9 Bethesdan LLC |  | Private | 38.9913 | -77.0961 | Building | 135 | 0 | Justin Blanset | 2016-05-09 | 2016-06-01 | Recommended | 7WAN499A |  | https://s3.amazonaws.com/montgomerycountytfcg/Applications/201606-14.pdf
201606-09 | T-Mobile | Glenmont Tank | Minor Modification | Glenmont Tank | 12 | 12413 | Georgia Ave | Silver Spring | CR-2.0 C-0.5 R-1.75 H-120 | WSSC | WSSC | Public | 39.0616 | -77.0516 | Water Tank | 183 | 0 | Andrew Senker | 2016-05-09 | 2016-06-01 | Recommended | 7WAN057A |  | https://s3.amazonaws.com/montgomerycountytfcg/Applications/201606-09.pdf
201606-10 | T-Mobile | Antenna Change Out | Minor Modification | Berkshire Towers | 42.01 | 11235 | Oak Leaf Dr | Silver Spring | R-10 | Enclave Holdings LLC Nonconnah Holdings LLC |  | Private | 39.0413 | -76.9934 | Building | 165 | 0 | Andrew Senker | 2016-05-09 | 2016-06-01 | Recommended | 7WAN003A |  | https://s3.amazonaws.com/montgomerycountytfcg/Applications/201606-10.pdf
201606-11 | T-Mobile | Add Antenna | Minor Modification | Rock Creek Terrace Apts | 8 | 12630 | Veirs Mill Rd | Rockville | R-10 | Rock Creek Terrace LP |  | Private | 39.0631 | -77.0964 | Building | 153 | 0 | Andrew Senker | 2016-05-09 | 2016-08-03 | Recommended | 7WAN079A |  | https://s3.amazonaws.com/montgomerycountytfcg/Applications/201606-11.pdf
201606-09-01 | T-Mobile | System Upgrade | Minor Modification | Colesville Tank | 138 | 2201 | Industrial Pkwy | Silver Spring | CR-1.0 C-1.0 R-0.5 H-220 | WSSC | WSSC | Public | 39.0495 | -76.9633 | Water Tank | 216 | 0 | Andrew Senker | 2016-05-09 | 2016-06-01 | Recommended | 7WAN113A |  | https://s3.amazonaws.com/montgomerycountytfcg/Applications/201606-09-01.pdf
201606-09-02 | T-Mobile | System Upgrade | Minor Modification | Woodside Water Tank | 1 | 1945 | Seminary Pl | Silver Spring | R-60 | WSSC | WSSC | Public | 39.0099 | -77.0425 | Water Tank | 117 | 0 | Andrew Senker | 2016-05-09 | 2016-06-01 | Recommended | 7WAN042A |  | https://s3.amazonaws.com/montgomerycountytfcg/Applications/201606-09-02.pdf
201606-10-01 | T-Mobile | Antenna Change Out | Minor Modification | Promenade | 47 | 5225 | Pooks Hill Rd | Bethesda | R-H | Promenade Towers MH Corp |  | Private | 39.0174 | -77.1068 | Building | 193 | 0 | Andrew Senker | 2016-05-09 | 2016-06-01 | Recommended | 7WAN125E |  | https://s3.amazonaws.com/montgomerycountytfcg/Applications/201606-10-01.pdf
201606-10-02 | T-Mobile | Antenna Change Out | Minor Modification | Clark Building | 45 | 7500 | Old Georgetown Rd | Bethesda | CR-8.0 | Clark Office Bldg LP |  | Private | 38.985 | -77.0954 | Building | 230 | 0 | Andrew Senker | 2016-05-09 | 2016-06-01 | Recommended | 7WAN009A |  | https://s3.amazonaws.com/montgomerycountytfcg/Applications/201606-10-02.pdf
201606-11-01 | T-Mobile | Add Antenna | Minor Modification | Renaissance Plaza Apts | 16 | 14000 | Castle Blvd | Silver Spring | R-20 | Renaissance Plaza Condo |  | Private | 39.0858 | -76.9419 | Building | 100 | 0 | Andrew Senker | 2016-05-09 | 2016-08-03 | Recommended | 7WAN058A |  | https://s3.amazonaws.com/montgomerycountytfcg/Applications/201606-11-01.pdf
201606-08 | T-Mobile | Antenna Change Out | Minor Modification | Quail Hill Farms | 90 | 301 | Quailhill Drive | Brookeville | R | Andrew Austin |  | Private | 39.1628 | -77.0056 | Monopole | 170 | 0 | Timothy Dwyer | 2016-05-05 | 2016-06-01 | Recommended | 7WAN175A |  | https://s3.amazonaws.com/montgomerycountytfcg/Applications/201606-08.pdf
201606-04 | T-Mobile | Antenna Change Out | Minor Modification | 962 Wayne Ave | 46 | 962 | Wayne Ave | Silver Spring | CR-5.0 | Bsrep II MD Office Wayne LLC |  | Private | 38.9943 | -77.026 | Building | 112 | 0 | Delisa Coleman | 2016-04-29 | 2016-06-01 | Recommended | 7WAN010A |  | https://s3.amazonaws.com/montgomerycountytfcg/Applications/201606-04.pdf
201606-05 | T-Mobile | Antenna Change Out | Minor Modification | Crossroads Building | 273 | 7676 | New Hampshire Ave | Takoma Park | CRT-2.5 | 7676 New Hampshire L.P. |  | Private | 38.9874 | -76.9885 | Building | 40 | 0 | Delisa Coleman | 2016-04-29 | 2016-06-01 | Recommended | 7WAS243A |  | https://s3.amazonaws.com/montgomerycountytfcg/Applications/201606-05.pdf
201606-06 | T-Mobile | Antenna Change Out | Minor Modification | White Oak Towers Apts | 32 | 11700 | Old Columbia Pike | Silver Spring | R-10 | Old Columbia Pike Ltd. |  | Private | 39.0494 | -76.9805 | Building | 189 | 0 | Delisa Coleman | 2016-04-29 | 2016-06-01 | Recommended | 7WAN354A |  | https://s3.amazonaws.com/montgomerycountytfcg/Applications/201606-06.pdf
201606-03 | T-Mobile | Antenna Change Out | Minor Modification | Hungerford Property | 244 | 14615 | Clopper Rd | Boyds | IM-0.25 H-50 | Walter Hungerford & Sons |  | Private | 39.1824 | -77.3029 | Monopole | 150 | 0 | Timothy Dwyer | 2016-04-22 | 2016-06-01 | Recommended | 7WAN177D |  | https://s3.amazonaws.com/montgomerycountytfcg/Applications/201606-03.pdf
201606-07 | T-Mobile | Antenna Change Out | Minor Modification | Troop 52 Forest Preserve | 113 | 16100 | Darnestown Rd | Dawsonville | AR | Seneca Creek Forest Preserve Inc |  | Private | 39.1343 | -77.335 | Tower | 180 | 0 | Timothy Dwyer | 2016-04-22 | 2016-06-01 | Recommended | 7WAW141A |  | https://s3.amazonaws.com/montgomerycountytfcg/Applications/201606-07.pdf
201606-02 | Verizon Wireless | Antenna Change Out | Minor Modification | Oakmont Monopole | 3 | 16801 | Oakmont Ave | Gaithersburg | IM-2.5 H-50 | 16801 Oakmont Avenue LLC |  | Private | 39.1315 | -77.174 | Monopole | 191 | 0 | Andrew Martin | 2016-04-19 | 2016-06-01 | Recommended | Shady Grove |  | https://s3.amazonaws.com/montgomerycountytfcg/Applications/201606-02.pdf
201606-01 | T-Mobile | Antenna Change Out | Minor Modification | Leaman Property | 86 | 13820 | Clopper Rd | Boyds | R-200 | American Tower Asset Sub 2 LLC |  | Private | 39.1652 | -77.2908 | Monopole | 125 | 0 | Timothy Dwyer | 2016-04-14 | 2016-05-04 | Recommended | Boyds |  | https://s3.amazonaws.com/montgomerycountytfcg/Applications/201606-01.pdf
201605-03 | Verizon Wireless | Antenna Change Out | Minor Modification | 6900 Wisconsin | 332 | 6900 | Wisconsin Ave | Chevy Chase | CR-3.0 | 6900 Wisconsin LLC |  | Private | 38.9785 | -77.0917 | Building | 80 | 0 | Shari Saslaw | 2016-04-08 | 2016-07-06 | Recommended | Tilden Lane |  | https://s3.amazonaws.com/montgomerycountytfcg/Applications/201605-03.pdf
201605-02 | Verizon Wireless | New Monopole | New | East Gate Swim & Tennis Club | 545 | 10200 | Gainsborough Rd | Potomac | R-200 | East Gate Recreation Association |  | Private | 39.0224 | -77.1689 | Monopole | 80 | 0 | Joshua Schakola | 2016-03-31 | 2016-06-22 | Recommended | Snug Hill |  | https://s3.amazonaws.com/montgomerycountytfcg/Applications/201605-02.pdf
201605-01 | T-Mobile | Antenna Change Out | Minor Modification | Grosvenor House Apts | 14 | 10101 | Grosvenor Pl | Rockville | R-10 | Grosvenor Park |  | Private | 39.0233 | -77.1044 | Building | 174 | 0 | Justin Blanset | 2016-03-24 | 2016-05-04 | Recommended | 7WAN034A |  | https://s3.amazonaws.com/montgomerycountytfcg/Applications/201605-01.pdf
201604-24 | Verizon Wireless | Antenna Change Out | Minor Modification | Pepco 621-S | 403 | 12400 Block of | Falconbridge Dr | Gaithersburg | R-200 | Pepco | Pepco | Private | 39.1007 | -77.2559 | Tower | 126 | 0 | Shari Saslaw | 2016-03-11 | 2016-05-04 | Recommended | Chestnut |  | https://s3.amazonaws.com/montgomerycountytfcg/Applications/201604-24.pdf
201604-22 | Verizon Wireless | Antenna Change Out | Minor Modification | Palisades Apts | 422 | 4853 | Cordell Ave | Bethesda | CR-5.0 C-5.0 R-5.0 H-175 | Triangle Towers LLC |  | Private | 38.9902 | -77.0981 | Building | 115.5 | 0 | Shari Saslaw | 2016-03-10 | 2016-05-04 | Recommended | Bethesda |  | https://s3.amazonaws.com/montgomerycountytfcg/Applications/201604-22.pdf
201604-23 | Verizon Wireless | Antenna Change Out | Minor Modification | AT&T Long Line Tower | 120 | 12419 | Middlebrook Rd | Germantown | IM-2.5 H-50 | American Tower Inc. |  | Private | 39.1769 | -77.2572 | Tower | 125 | 0 | Shari Saslaw | 2016-03-10 | 2016-05-04 | Recommended | Germantown |  | https://s3.amazonaws.com/montgomerycountytfcg/Applications/201604-23.pdf
201604-25 | Verizon Wireless | Antenna Change Out | Minor Modification | Takoma Tower | 27 | 7051 | Carroll Ave | Takoma Park | NR-0.75 H-50 | Takoma Tower LP | County | Public | 38.9747 | -77.0105 | Building | 109.1 | 0 | Shari Saslaw | 2016-03-10 | 2016-05-04 | Recommended | Piney Branch |  | https://s3.amazonaws.com/montgomerycountytfcg/Applications/201604-25.pdf
201604-19 | Verizon Wireless | Antenna Change Out | Minor Modification | Benmar Property | 125 | 23000 | Whites Ferry Rd (18500 Elmers School Rd) | Dickerson | AR | Tower Road LLC |  | Private | 39.1574 | -77.4854 | Tower | 230 | 0 | Shari Saslaw | 2016-03-09 | 2016-05-04 | Recommended | Mason |  | https://s3.amazonaws.com/montgomerycountytfcg/Applications/201604-19.pdf
201604-20 | Verizon Wireless | Antenna Change Out | Minor Modification | Park Montgomery II | 239 | 8830 | Piney Branch Rd | Silver Spring | R-10 | Pineway Towers Condominium Inc |  | Private | 39.0003 | -76.9928 | Building | 102.5 | 0 | Shari Saslaw | 2016-03-09 | 2016-05-04 | Recommended | Montgomery Knolls |  | https://s3.amazonaws.com/montgomerycountytfcg/Applications/201604-20.pdf
201604-21 | Verizon Wireless | Antenna Change Out | Minor Modification | Democracy Plaza II | 131 | 6707 | Democracy Blvd | Bethesda | CR-1.5, C-1.0, R-0.75, H-150 | Rock Spring Properties |  | Private | 39.0231 | -77.1377 | Building | 110.3 | 0 | Shari Saslaw | 2016-03-09 | 2016-05-04 | Recommended | Democracy |  | https://s3.amazonaws.com/montgomerycountytfcg/Applications/201604-21.pdf
201604-18 | T-Mobile | Antenna Change Out | Minor Modification | Sarem Farm | 50 | 15901 | Columbia Pike | Burtonsville | RC | Jennifer Sarem |  | Private | 39.118 | -76.9292 | Monopole | 150 | 0 | Steven Fanshaw | 2016-03-07 | 2016-04-06 | Recommended | 7WAN095 |  | https://s3.amazonaws.com/montgomerycountytfcg/Applications/201604-18.pdf
201604-03 | Verizon Wireless | Colocation DAS | Replacement | Father Hurley DS Node FAH-027 | 530 |  | Waters Rd at Wisteria Dr | Germantown | TS | Montgomery County ROW | County | Private | 39.1789 | -77.2733 | Utility Pole | 37 | -1 | Charles Salamone | 2016-03-03 | 2016-06-22 | Recommended | T-Mobile @ FAH-027 |  | https://s3.amazonaws.com/montgomerycountytfcg/Applications/201604-03.pdf
201604-04 | T-Mobile | Colocation DAS | Colocation | North Potomac DAS Node TMB-036 | 531 | 14069 | Travilah Rd | Rockville | R-200 | Montgomery County ROW | County | Private | 39.0856 | -77.2224 | Utility Pole | 43 | -1 | Charles Salamone | 2016-03-03 | 2016-06-01 | Recommended | T-Mobile @ TMB-036 |  | https://s3.amazonaws.com/montgomerycountytfcg/Applications/201604-04.pdf
201604-05 | Verizon Wireless | New DAS Pole | Replacement | North Potomac DAS Node NPE-014 | 531 | 14069 | Travilah Rd | Rockville | R-200 | Montgomery County ROW | County | Private | 39.0856 | -77.2224 | Utility Pole | 43 | -1 | Charles Salamone | 2016-03-03 | 2016-06-01 | Recommended | VZW @ NPE-014 |  | https://s3.amazonaws.com/montgomerycountytfcg/Applications/201604-05.pdf
201604-06 | Verizon Wireless | New DAS Pole | New | North Potomac DAS Node NPE-039 | 532 | 13905 | Grey Colt Dr | North Potomac | R-200 | Montgomery County ROW | County | Private | 39.086 | -77.2371 | Utility Pole | 30 | -1 | Charles Salamone | 2016-03-03 | 2016-06-22 | Recommended | VZW @ NPE-036 |  | https://s3.amazonaws.com/montgomerycountytfcg/Applications/201604-06.pdf
201604-07 | Verizon Wireless | New DAS Pole | New | North Potomac DAS Node NPE-051 | 533 | 14604 | Settlers Landing Way | North Potomac | R-200 | Montgomery County ROW | County | Private | 39.092 | -77.2234 | Utility Pole | 30 | -1 | Charles Salamone | 2016-03-03 | 2016-06-22 | Recommended | VZW @ NPE-051 |  | https://s3.amazonaws.com/montgomerycountytfcg/Applications/201604-07.pdf
201604-08 | Verizon Wireless | New DAS Pole | Replacement | North Potomac DAS Node NPE-063 | 534 | 10900 | Silent Wood Pl | North Potomac | R-200 | Montgomery County ROW | County | Private | 39.0867 | -77.2244 | Light Pole | 23 | -1 | Charles Salamone | 2016-03-03 | 2016-06-22 | Recommended | VZW @ NPE-063 |  | https://s3.amazonaws.com/montgomerycountytfcg/Applications/201604-08.pdf
201604-09 | Verizon Wireless | New DAS Pole | Replacement | North Potomac DAS Node NPE-065 | 535 | 11301 | Brandy Hall Ln | North Potomac | R-200 | Montgomery County ROW | County | Private | 39.0997 | -77.2323 | Light Pole | 23 | -1 | Charles Salamone | 2016-03-03 | 2016-06-22 | Recommended | VZW @ NPE-065 |  | https://s3.amazonaws.com/montgomerycountytfcg/Applications/201604-09.pdf
201604-10 | Verizon Wireless | New DAS Pole | New | Father Hurley DAS Node FAH-002 | 536 | 41 | Neerwinder Ct | Germantown | TS | Montgomery County ROW | County | Private | 39.1942 | -77.2791 | Utility Pole | 30 | -1 | Charles Salamone | 2016-03-03 | 2016-06-22 | Recommended | VZW @ FAH-002 |  | https://s3.amazonaws.com/montgomerycountytfcg/Applications/201604-10.pdf
201604-11 | Verizon Wireless | New DAS Pole | New | Father Hurley DAS Node FAH-011 | 537 | 20624 | Hartsbourne Way | Germantown | TS | Montgomery County ROW | County | Private | 39.1945 | -77.2814 | Utility Pole | 30 | -1 | Charles Salamone | 2016-03-03 | 2016-06-22 | Recommended | VZW @ FAH-011 |  | https://s3.amazonaws.com/montgomerycountytfcg/Applications/201604-11.pdf
201604-12 | Verizon Wireless | New DAS Pole | New | Father Hurley DAS Node FAH-026 | 538 | 20201 | Wynnfield Dr | Germantown | TS | Montgomery County ROW | County | Private | 39.1864 | -77.2836 | Utility Pole | 30 | -1 | Charles Salamone | 2016-03-03 | 2016-06-22 | Recommended | VZW @ FAH-026 |  | https://s3.amazonaws.com/montgomerycountytfcg/Applications/201604-12.pdf
201604-13 | Verizon Wireless | New DAS Pole | New | Father Hurley DAS Node FAH-036 | 539 |  | Walters Landing Dr & Father Hurley Blvd | Germantown | TS | Montgomery County ROW | County | Private | 39.1919 | -77.2723 | Utility Pole | 30 | -1 | Charles Salamone | 2016-03-03 | 2016-06-22 | Recommended | VZW @ FAH-036 |  | https://s3.amazonaws.com/montgomerycountytfcg/Applications/201604-13.pdf
201604-14 | Verizon Wireless | New DAS Pole | Replacement | Father Hurley DAS Node FAH-041 | 540 | Intersection of | Wanegarden Dr & Wisteria Dr | Germantown | TS | Montgomery County ROW | County | Private | 39.182 | -77.29 | Light Pole | 23 | -1 | Charles Salamone | 2016-03-03 | 2016-06-22 | Recommended | VZW @ FAH-041 |  | https://s3.amazonaws.com/montgomerycountytfcg/Applications/201604-14.pdf
201604-15 | Verizon Wireless | New DAS Pole | New | Father Hurley DAS Node FAH-052 | 541 | 20500 | Neerwinder St | Germantown | TS | Montgomery County ROW | County | Private | 39.1926 | -77.2819 | Utility Pole | 30 | -1 | Charles Salamone | 2016-03-03 | 2016-06-22 | Recommended | VZW @ FAH-052 |  | https://s3.amazonaws.com/montgomerycountytfcg/Applications/201604-15.pdf
201604-16 | Verizon Wireless | New DAS Pole | New | Father Hurley DAS Node FAH-054 | 542 |  | Wynnfield Dr & Waldorf Dr | Germantown | TS | Montgomery County ROW | County | Private | 39.1859 | -77.2768 | Utility Pole | 30 | -1 | Charles Salamone | 2016-03-03 | 2016-06-22 | Recommended | VZW @ FAH-054 |  | https://s3.amazonaws.com/montgomerycountytfcg/Applications/201604-16.pdf
201604-17 | Verizon Wireless | New DAS Pole | New | Father Hurley DAS Node FAH-055 | 543 | 13314 | Wedgeport Ln | Germantown | TS | Montgomery County ROW | County | Private | 39.1844 | -77.2764 | Utility Pole | 30 | -1 | Charles Salamone | 2016-03-03 | 2016-06-22 | Recommended | VZW @ FAH-055 |  | https://s3.amazonaws.com/montgomerycountytfcg/Applications/201604-17.pdf
201604-02 | Verizon Wireless | New Monopole | New | Neelsville Middle School | 475 | 11700 | Neelsville Church Rd | Germantown | R-200 | MCPS | School | Public | 39.1935 | -77.2406 | Monopole | 150 | 0 | H. Rubenstein | 2016-02-22 | 2016-04-06 | Recommended | Neelsville |  | https://s3.amazonaws.com/montgomerycountytfcg/Applications/201604-02.pdf
201604-01 | T-Mobile | Antenna Change Out | Minor Modification | Steinberg Silo | 318 | 15021 | Dufief Mill Rd | Gaithersburg | R-200 | Chabad Lubavitch of Upper Montgomery County |  | Private | 39.1027 | -77.2234 | Building | 61 | 0 | Andrew Senker | 2016-02-18 | 2016-03-02 | Recommended | 7WAN115D |  | https://s3.amazonaws.com/montgomerycountytfcg/Applications/201604-01.pdf
201603-09 | T-Mobile | Antenna Change Out | Minor Modification | Easterday Property | 186 | 9265 | Brown Church Rd | Mt. Airy | AR | Easterday Louise Et Al |  | Private | 39.3294 | -77.1886 | Tower | 250 | 0 | Andrew Senker | 2016-02-04 | 2016-03-02 | Recommended | 7WAN182C |  | https://s3.amazonaws.com/montgomerycountytfcg/Applications/201603-09.pdf
201603-08 | T-Mobile | Antenna Change Out | Minor Modification | Wheaton Plaza | 586 | 11160 | Veirs Mill Rd | Wheaton | GR-1.5 | Wheaton Plaza Regional Shopping Center |  | Public | 39.0369 | -77.0548 | Building | 110 | 0 | Jessica Bingham | 2016-01-29 | 2016-03-02 | Recommended | 7WAN093A |  | https://s3.amazonaws.com/montgomerycountytfcg/Applications/201603-08.pdf
201603-07 | AT&T Mobility | Antenna Change Out | Minor Modification | St. Patrick's Church | 28 | 4101 | Norbeck Rd | Rockville | RE-1 | St. Patrick's Church | Church | Private | 39.1087 | -77.082 | Building | 75 | 0 | B. Cline | 2016-01-27 | 2016-03-02 | Recommended | St. Patrick's |  | https://s3.amazonaws.com/montgomerycountytfcg/Applications/201603-07.pdf
201603-04 | Verizon Wireless | Antenna Change Out | Minor Modification | Pepco 646-N | 365.01 | 9712 | Aldersgate Rd | Potomac | R-200 | Pepco | Pepco | Private | 39.0589 | -77.2017 | Tower | 127.5 | 0 | Shari Saslaw | 2016-01-21 | 2016-03-02 | Recommended | Willow Valley |  | https://s3.amazonaws.com/montgomerycountytfcg/Applications/201603-04.pdf
201603-05 | Verizon Wireless | Antenna Change Out | Minor Modification | Pepco 628-N | 164 | 0 | Dufief Mill Rd | Gaithersburg | R-200 | Pepco | Pepco | Private | 39.0834 | -77.2476 | Tower | 118 | 0 | Shari Saslaw | 2016-01-21 | 2016-03-02 | Recommended | Turkey Foot |  | https://s3.amazonaws.com/montgomerycountytfcg/Applications/201603-05.pdf
201603-06 | Verizon Wireless | Antenna Change Out | Minor Modification | Pepco 81-N | 398 | 11500 | Game Preserve Rd | Gaithersburg | R-200 | Pepco | Pepco | Private | 39.1572 | -77.2366 | Tower | 131.5 | 0 | Shari Saslaw | 2016-01-21 | 2016-03-02 | Recommended | Goodport |  | https://s3.amazonaws.com/montgomerycountytfcg/Applications/201603-06.pdf
201603-02 | Verizon Wireless | Antenna Change Out | Minor Modification | Pepco 651-S | 400 | 8910 | Falls Farm Dr | Potomac | R-200 | Pepco | Pepco | Private | 39.0557 | -77.1844 | Tower | 126 | 0 | Shari Saslaw | 2016-01-20 | 2016-03-02 | Recommended | Prestwick |  | https://s3.amazonaws.com/montgomerycountytfcg/Applications/201603-02.pdf
201603-03 | Verizon Wireless | Antenna Change Out | Minor Modification | Carver Tower | 124 | 2647 | W University Blvd | Silver Spring | CR-5.0 C-4.5 R-4.5 H-130 | Bajwa Property Management LLC |  | Private | 39.0407 | -77.0549 | Tower | 275 | 0 | Shari Saslaw | 2016-01-20 | 2016-03-02 | Recommended | Wheaton |  | https://s3.amazonaws.com/montgomerycountytfcg/Applications/201603-03.pdf
201603-01 | AT&T Wireless | Antenna Change Out | Minor Modification | Aspen Monopole | 104 | 15710 | New Hampshire Ave | Silver Spring | RE-2 | Michael A. Grodin |  | Private | 39.1161 | -76.9962 | Monopole | 172 | 0 | B. Cline | 2016-01-14 | 2016-01-25 | Recommended | Gilnorwood |  | https://s3.amazonaws.com/montgomerycountytfcg/Applications/201603-01.pdf
201602-05 | AT&T Wireless | Antenna Change Out | Minor Modification | Tri-State Stone Quarry | 20 | 8200 | Seven Locks Rd | Bethesda | R-200 | Ben Porto & Son LTD |  | Private | 38.9887 | -77.1614 | Monopole | 154 | 0 | Jose Pugeda | 2016-01-12 | 2016-01-25 | Recommended | Tri-State Stone Quarry |  | https://s3.amazonaws.com/montgomerycountytfcg/Applications/201602-05.pdf
201602-06 | AT&T Wireless | Antenna Change Out | Minor Modification | Trolley Museum | 336 | 1313 | Bonifant Rd | Silver Spring | RE-2 | M-NCPPC | M-NCPPC | Public | 39.0971 | -77.0327 | Monopole | 135 | 0 | Jose Pugeda | 2016-01-12 | 2016-01-25 | Recommended | Trolley Museum |  | https://s3.amazonaws.com/montgomerycountytfcg/Applications/201602-06.pdf
201602-07 | AT&T Wireless | Antenna Change Out | Minor Modification | Glenmont Tank | 12 | 12413 | Georgia Ave | Silver Spring | CR-2.0 C-0.5 R-1.75 H-120 | WSSC | WSSC | Public | 39.0616 | -77.0516 | Water Tank | 183 | 0 | Jose Pugeda | 2016-01-12 | 2016-01-25 | Recommended | Glenmont Tank |  | https://s3.amazonaws.com/montgomerycountytfcg/Applications/201602-07.pdf
201602-03 | Verizon Wireless | Antenna Change Out | Minor Modification | Gate of Heaven | 116 | 13801 | Georgia Ave | Silver Spring | RE-2 | ROMAN CATHOLIC ARCHDIOCESE OF WASHINGTON |  | Private | 39.0877 | -77.0706 | Monopole | 190.5 | 0 | J. Mastrangelo | 2016-01-11 | 2016-01-25 | Recommended | English Manor |  | https://s3.amazonaws.com/montgomerycountytfcg/Applications/201602-03.pdf
201602-04 | Verizon Wireless | Antenna Change Out | Minor Modification | Bethesda Country Club | 51.01 | 7601 | Bradley Blvd | Bethesda | R-200 | Bethesda Country Club |  | Private | 39.0153 | -77.1501 | Monopole | 150 | 0 | J. Mastrangelo | 2016-01-11 | 2016-03-02 | Recommended | Bethesda Country Club |  | https://s3.amazonaws.com/montgomerycountytfcg/Applications/201602-04.pdf
201602-02 | T-Mobile | Antenna Change Out | Minor Modification | Extra Space Storage | 350 | 19500 | Frederick Rd | Germantown | GR-1.5 H-45 | Extra Space Properties 131 LLC |  | Private | 39.1755 | -77.24 | Monopole | 120 | 0 | Michael Wingard | 2016-01-05 | 2016-02-03 | Recommended | Sprint Germantown |  | https://s3.amazonaws.com/montgomerycountytfcg/Applications/201602-02.pdf
201602-01 | Verizon Wireless | New DAS Pole | New | Parkland MS | 519 | 4610 | West Frankfort Dr | Rockville | R-90 | MCPS | School | Public | 39.0846 | -77.0924 | Monopole | 21 | 0 | Timothy Dwyer | 2015-12-17 | 2016-02-25 | Withdrawn | Brookhaven(Parkland Magnet Middle School
201601-09 | AT&T Wireless | Antenna Change Out | Minor Modification | Park Montgomery II | 239 | 8830 | Piney Branch Rd | Silver Spring | R-10 | Pineway Towers Condominium Inc |  | Private | 39.0003 | -76.9928 | Building | 102.5 | 0 | A. Knubel | 2015-12-11 | 2015-12-21 | Recommended | LTE 4C Piney Branch |  | https://s3.amazonaws.com/montgomerycountytfcg/Applications/201601-09.pdf
201601-10 | Verizon Wireless | New DAS Pole | New | North Potomac DAS Node NPE-020 | 520 |  | Rolling Green Way at Lake Breeze Dr | Potomac | R-200 | Montgomery County ROW | County | Private | 39.0953 | -77.2267 | Utility Pole | 33 | -1 | Butch Salamone | 2015-12-11 | 2016-03-02 | Recommended | NPE-020 |  | https://s3.amazonaws.com/montgomerycountytfcg/Applications/201601-10.pdf
201601-12 | Verizon Wireless | New DAS Pole | New | North Potomac DAS Node NPE-026 | 522 |  | Dufief Mill Rd at Lake Winds Way | Potomac | R-200 | Montgomery County ROW | County | Private | 39.0966 | -77.2301 | Utility Pole | 48 | -1 | Butch Salamone | 2015-12-11 | 2016-03-02 | Recommended | NPE-026 |  | https://s3.amazonaws.com/montgomerycountytfcg/Applications/201601-12.pdf
201601-11 | Verizon Wireless | New DAS Pole | Replacement | North Potomac DAS Node NPE-021 | 521 | 11626 | Green Watch Way | Potomac | R-200 | Montgomery County ROW | County | Private | 39.0943 | -77.2292 | Light Pole | 33 | -1 | Butch Salamone | 2015-12-11 | 2016-03-02 | Recommended | NPE-021 |  | https://s3.amazonaws.com/montgomerycountytfcg/Applications/201601-11.pdf
201601-13 | Verizon Wireless | New DAS Pole | New | North Potomac DAS Node NPE-028 | 523 | 10322 | Nolan Drive | North Potomac | R-200 | Montgomery County ROW | County | Private | 39.096 | -77.232 | Utility Pole | 30 | -1 | Butch Salamone | 2015-12-11 | 2016-03-02 | Recommended | NPE-028 |  | https://s3.amazonaws.com/montgomerycountytfcg/Applications/201601-13.pdf
201601-14 | Verizon Wireless | New DAS Pole | New | North Potomac DAS Node NPE-030 | 524 | 14405 | Lake Winds Way | Potomac | R-200 | Montgomery County ROW | County | Private | 39.09 | -77.2262 | Utility Pole | 30 | -1 | Butch Salamone | 2015-12-11 | 2016-03-02 | Recommended | NPE-030 |  | https://s3.amazonaws.com/montgomerycountytfcg/Applications/201601-14.pdf
201601-15 | Verizon Wireless | New DAS Pole | New | North Potomac DAS Node NPE-033 | 525 |  | Flints Grove Ln & Dufief Mill Rd | Potomac | R-200 | Montgomery County ROW | County | Private | 39.0939 | -77.2328 | Utility Pole | 57 | -1 | Butch Salamone | 2015-12-11 | 2016-03-02 | Recommended | NPE-033 |  | https://s3.amazonaws.com/montgomerycountytfcg/Applications/201601-15.pdf
201601-16 | Verizon Wireless | New DAS Pole | New | North Potomac DAS Node NPE-040 | 526 | 14201 | Masterpiece Ln | Potomac | PD-3 | Montgomery County ROW | County | Private | 39.0885 | -77.2214 | Utility Pole | 33 | -1 | Butch Salamone | 2015-12-11 | 2016-03-02 | Recommended | NPE-040 |  | https://s3.amazonaws.com/montgomerycountytfcg/Applications/201601-16.pdf
201601-17 | Verizon Wireless | New DAS Pole | New | North Potomac DAS Node NPE-045 | 527 |  | Lake Winds Way at Outpost Dr | Potomac | R-200 | Montgomery County ROW | County | Private | 39.0883 | -77.226 | Utility Pole | 30 | -1 | Butch Salamone | 2015-12-11 | 2016-03-02 | Recommended | NPE-045 |  | https://s3.amazonaws.com/montgomerycountytfcg/Applications/201601-17.pdf
201601-18 | Verizon Wireless | New DAS Pole | New | North Potomac DAS Node NPE-055 | 528 | 14800 | Rolling Green Way | Potomac | PD-3 | Montgomery County ROW | County | Private | 39.0974 | -77.2238 | Utility Pole | 33 | -1 | Butch Salamone | 2015-12-11 | 2016-03-02 | Recommended | NPE-055 |  | https://s3.amazonaws.com/montgomerycountytfcg/Applications/201601-18.pdf
201601-19 | Verizon Wireless | New DAS Pole | New | North Potomac DAS Node FAH-005 | 529 | 13548 | Wisteria Dr | Germantown | R-200 | Montgomery County ROW | County | Private | 39.1814 | -77.2806 | Utility Pole | 30 | -1 | Butch Salamone | 2015-12-11 | 2016-03-02 | Recommended | FAH-005 |  | https://s3.amazonaws.com/montgomerycountytfcg/Applications/201601-19.pdf
201601-20 | T-Mobile | Colocation DAS | Colocation | North Potomac DAS Node NPE-026 | 522 |  | Dufief Mill Rd at Lake Winds Way | Potomac | R-200 | Montgomery County ROW | County | Private | 39.0966 | -77.2301 | Utility Pole | 48 | -1 | Butch Salamone | 2015-12-11 | 2016-03-02 | Recommended | TMB-019 |  | https://s3.amazonaws.com/montgomerycountytfcg/Applications/201601-20.pdf
201601-21 | T-Mobile | Colocation DAS | Colocation | North Potomac DAS Node NPE-033 | 525 |  | Flints Grove Ln & Dufief Mill Rd | Potomac | R-200 | Montgomery County ROW | County | Private | 39.0939 | -77.2328 | Utility Pole | 57 | -1 | Butch Salamone | 2015-12-11 | 2016-03-02 | Recommended | TMB-022 |  | https://s3.amazonaws.com/montgomerycountytfcg/Applications/201601-21.pdf
201601-22 | T-Mobile | Colocation DAS | Colocation | North Potomac DAS Node NPE-030 | 524 | 14405 | Lake Winds Way | Potomac | R-200 | Montgomery County ROW | County | Private | 39.09 | -77.2262 | Utility Pole | 30 | -1 | Butch Salamone | 2015-12-11 | 2016-03-02 | Recommended | TMB-031 |  | https://s3.amazonaws.com/montgomerycountytfcg/Applications/201601-22.pdf
201601-23 | T-Mobile | Colocation DAS | Colocation | North Potomac DAS Node NPE-028 | 523 | 10322 | Nolan Drive | North Potomac | R-200 | Montgomery County ROW | County | Private | 39.096 | -77.232 | Utility Pole | 30 | -1 | Butch Salamone | 2015-12-11 | 2016-03-02 | Recommended | TMB-029 |  | https://s3.amazonaws.com/montgomerycountytfcg/Applications/201601-23.pdf
201601-07 | Verizon Wireless | Antenna Change Out | Minor Modification | Public Service Training Academy | 7 | 10025 | Darnestown Rd | Rockville | CR-0.75 | Montgomery County | County | Public | 39.0992 | -77.2078 | Building | 78 | 0 | J. Mastrangelo | 2015-12-07 | 2015-12-21 | Recommended | West Rockville |  | https://s3.amazonaws.com/montgomerycountytfcg/Applications/201601-07.pdf
201601-08 | Verizon Wireless | Antenna Change Out | Minor Modification | Rinaldi Property | 24 | 15700 | Georgia Ave | Olney | R-200 | Patricia V Rinaldi |  | Private | 39.1159 | -77.0745 | Monopole | 120 | 0 | J. Mastrangelo | 2015-12-07 | 2015-12-21 | Recommended | Layhill |  | https://s3.amazonaws.com/montgomerycountytfcg/Applications/201601-08.pdf
201601-03 | Sprint/Nextel | Colocation | Colocation | Moyer Moving and Storage | 502 | 13050 | Shawnee Ln | Clarksburg | EOF-0.75/H-100T | Moyer and Sons, Inc. |  | Public | 39.2276 | -77.2708 | Monopole | 120 | 0 | Justin Blanset | 2015-12-02 | 2015-12-21 | Recommended | WA74XC573 |  | https://s3.amazonaws.com/montgomerycountytfcg/Applications/201601-03.pdf
201601-04 | Verizon Wireless | Antenna Change Out | Minor Modification | Concord Building | 355 | 10605 | Concord St | Kensington | CRT-1.5 C-1.5 R-1.0 H-60 | Cadlerock's Concord Building LLC |  | Private | 39.0302 | -77.0747 | Building | 67 | 0 | Shari Saslaw | 2015-12-02 | 2015-12-21 | Recommended | Kensington |  | https://s3.amazonaws.com/montgomerycountytfcg/Applications/201601-04.pdf
201601-05 | Verizon Wireless | Antenna Change Out | Minor Modification | Airpark Industrial Center | 83 | 7707 | Airpark Rd | Gaithersburg | IL-1.0 H-50 | Crown Atlantic Co LLC |  | Private | 39.1715 | -77.1578 | Monopole | 120 | 0 | Shari Saslaw | 2015-12-02 | 2015-12-21 | Recommended | Montgomery County Airpark |  | https://s3.amazonaws.com/montgomerycountytfcg/Applications/201601-05.pdf
201601-06 | Verizon Wireless | Antenna Change Out | Minor Modification | Pepco 660-S | 272 | 11200 | Deborah Dr | Bethesda | R-90 | Pepco | Pepco | Private | 39.04 | -77.1646 | Tower | 146 | 0 | Shari Saslaw | 2015-12-02 | 2015-12-21 | Recommended | Tuckerman |  | https://s3.amazonaws.com/montgomerycountytfcg/Applications/201601-06.pdf
201601-01 | T-Mobile | Antenna Change Out | Minor Modification | Izaak Walton League | 6 | 18301 | Waring Station Rd | Germantown | R-200 | Izaak Walton League |  | Private | 39.1551 | -77.2535 | Tower | 224 | 0 | Steven Fanshaw | 2015-11-19 | 2016-01-11 | Recommended | 7WAN077A |  | https://s3.amazonaws.com/montgomerycountytfcg/Applications/201601-01.pdf
201601-02 | Verizon Wireless | Colocation | Colocation | Quick Printing, Inc. | 518 | 2416 | Blueridge Ave | Silver Spring | CR-5.0 | Quick Printing Inc. |  | Private | 39.0428 | -77.0512 | Building | 48 | 0 | J. Galindo | 2015-11-19 | 2015-12-21 | Recommended | CVS1973 |  | https://s3.amazonaws.com/montgomerycountytfcg/Applications/201601-02.pdf
201512-03 | Verizon Wireless | Antenna Change Out | Minor Modification | Verizon Building | 36 | 13100 | Columbia Pike | Silver Spring | EOF-0.75 H-100 T | Chesapeake and Potomac Tele Co MD |  | Private | 39.0713 | -76.9589 | Building | 68 | 0 | Shari Saslaw | 2015-10-30 | 2015-11-19 | Recommended | Chesapeake |  | https://s3.amazonaws.com/montgomerycountytfcg/Applications/201512-03.pdf
201512-04 | Verizon Wireless | Antenna Change Out | Minor Modification | 6110 Executive Blvd | 171 | 6110 | Executive Blvd | Rockville | EOF-0.75 | Washington REIT |  | Private | 39.048 | -77.1241 | Building | 110 | 0 | Shari Saslaw | 2015-10-30 | 2015-11-19 | Recommended | Forest Village Executive |  | https://s3.amazonaws.com/montgomerycountytfcg/Applications/201512-04.pdf
201512-01 | Verizon Wireless | Colocation DAS | Colocation | Pepco NPE-00 | 616 | 14737 | Dufief Mill Rd | North Potomac | R-200 | Pepco | Pepco | Private | 39.0977 | -77.2285 | Utility Pole | 48 | -1 | Butch Salamone | 2015-10-16 | 2015-12-02 | Recommended | North Potomac@NPE-00 |  | https://s3.amazonaws.com/montgomerycountytfcg/Applications/201512-01.pdf
201512-02 | T-Mobile | Colocation DAS | Colocation | Pepco NPE-003/TMB-024 | 616.1 | 14211 | Dufief Mill Rd | North Potomac | R-200 | Pepco | Pepco | Private | 39.089 | -77.2356 | Utility Pole | 48 | -1 | Butch Salamone | 2015-10-16 | 2015-12-02 | Recommended | TMB-024 |  | https://s3.amazonaws.com/montgomerycountytfcg/Applications/201512-02.pdf
201512-01-01 | Verizon Wireless | Colocation-DAS | Colocation | Pepco NPE-01 | 616.01 | 14012 | Travilah Rd | Rockville | R-200 | Pepco | Pepco | Private | 39.0975 | -77.2268 | Utility Pole | 39 | -1 | Butch Salamone | 2015-10-16 | 2015-12-02 | Recommended | North Potomac@NPE-01 |  | https://s3.amazonaws.com/montgomerycountytfcg/Applications/201512-01-01.pdf
201512-01-02 | Verizon Wireless | Colocation-DAS | Colocation | Pepco NPE-01 | 616.02 | 10256 | Nolan Dr | Rockville | R-200 | Pepco | Pepco | Private | 39.0943 | -77.2142 | Utility Pole | 39 | -1 | Butch Salamone | 2015-10-16 | 2015-12-02 | Recommended | North Potomac@NPE-01 |  | https://s3.amazonaws.com/montgomerycountytfcg/Applications/201512-01-02.pdf
201512-01-03 | Verizon Wireless | Colocation-DAS | Colocation | Pepco NPE-01 | 616.03 | 14138 | Travilah Rd | Rockville | R-200 | Pepco | Pepco | Private | 39.0865 | -77.2188 | Utility Pole | 34 | -1 | Butch Salamone | 2015-10-16 | 2015-12-02 | Recommended | North Potomac@NPE-01 |  | https://s3.amazonaws.com/montgomerycountytfcg/Applications/201512-01-03.pdf
201512-01-04 | Verizon Wireless | Colocation-DAS | Colocation | Pepco NPE-01 | 616.04 | 14190 | Travilah Rd | Rockville | R-200 | Pepco | Pepco | Private | 39.0887 | -77.2147 | Utility Pole | 34 | -1 | Butch Salamone | 2015-10-16 | 2015-12-02 | Recommended | North Potomac@NPE-01 |  | https://s3.amazonaws.com/montgomerycountytfcg/Applications/201512-01-04.pdf
201512-01-05 | Verizon Wireless | Colocation-DAS | Colocation | Pepco NPE-02 | 616.05 | 13972 | Travilah Rd | Rockville | R-200 | Pepco | Pepco | Private | 39.0842 | -77.2282 | Utility Pole | 39 | -1 | Butch Salamone | 2015-10-16 | 2015-12-02 | Recommended | North Potomac@NPE-02 |  | https://s3.amazonaws.com/montgomerycountytfcg/Applications/201512-01-05.pdf
201512-01-06 | Verizon Wireless | Colocation-DAS | Colocation | Pepco NPE-03 | 616.06 | 11366-11378 | Darnestown Rd | North Potomac | R-200 | Pepco | Pepco | Private | 39.1066 | -77.234 | Utility Pole | 53 | -1 | Butch Salamone | 2015-10-16 | 2015-12-02 | Recommended | North Potomac@NPE-03 |  | https://s3.amazonaws.com/montgomerycountytfcg/Applications/201512-01-06.pdf
201512-01-07 | Verizon Wireless | Colocation-DAS | Colocation | Pepco NPE-03 | 616.07 | 14320 | Dufief Mill Rd | North Potomac | R-200 | Pepco | Pepco | Private | 39.0909 | -77.2346 | Utility Pole | 30 | -1 | Butch Salamone | 2015-10-16 | 2015-12-02 | Recommended | North Potomac@NPE-03 |  | https://s3.amazonaws.com/montgomerycountytfcg/Applications/201512-01-07.pdf
201512-01-08 | Verizon Wireless | Colocation-DAS | Colocation | Pepco NPE-04 | 616.08 | 11100-11298 | Darnestown Rd | North Potomac | R-200 | Pepco | Pepco | Private | 39.104 | -77.2292 | Utility Pole | 48 | -1 | Butch Salamone | 2015-10-16 | 2015-12-02 | Recommended | North Potomac@NPE-04 |  | https://s3.amazonaws.com/montgomerycountytfcg/Applications/201512-01-08.pdf
201512-01-09 | Verizon Wireless | Colocation-DAS | Colocation | Pepco WSH-015 | 616.09 | 9698-9702 | Fields Rd | Gaithersburg | CRT-1.0 | Pepco | Pepco | Private | 39.1134 | -77.201 | Utility Pole | 43 | -1 | Butch Salamone | 2015-10-16 | 2015-12-02 | Recommended | Washingtonian WSH-015 |  | https://s3.amazonaws.com/montgomerycountytfcg/Applications/201512-01-09.pdf
201512-01-10 | Verizon Wireless | Colocation-DAS | Colocation | Pepco NPE-003 | 616.1 | 14211 | Dufief Mill Rd | North Potomac | R-200 | Pepco | Pepco | Private | 39.089 | -77.2356 | Utility Pole | 48 | -1 | Butch Salamone | 2015-10-16 | 2015-12-02 | Recommended | North Potomac@NPE-003 |  | https://s3.amazonaws.com/montgomerycountytfcg/Applications/201512-01-10.pdf
201512-01-11 | Verizon Wireless | Colocation-DAS | Colocation | Pepco NPE-018 | 616.11 | 14289 | Travilah Rd | Rockville | CR-0.5 | Pepco | Pepco | Private | 39.0918 | -77.2114 | Utility Pole | 39 | -1 | Butch Salamone | 2015-10-16 | 2015-12-02 | Recommended | North Potomac@NPE-018 |  | https://s3.amazonaws.com/montgomerycountytfcg/Applications/201512-01-11.pdf
201512-01-12 | Verizon Wireless | Colocation-DAS | Colocation | Pepco NPE-019 | 616.12 | 10712 | Hunting Ln | Rockville | R-200 | Pepco | Pepco | Private | 39.0985 | -77.2163 | Utility Pole | 48 | -1 | Butch Salamone | 2015-10-16 | 2015-12-02 | Recommended | North Potomac@NPE-019 |  | https://s3.amazonaws.com/montgomerycountytfcg/Applications/201512-01-12.pdf
201512-01-13 | Verizon Wireless | Colocation-DAS | Colocation | Pepco NPE-056 | 616.13 | 11427 | Travilah Rd | Rockville | R-200 | Pepco | Pepco | Private | 39.0828 | -77.233 | Utility Pole | 34 | -1 | Butch Salamone | 2015-10-16 | 2015-12-02 | Recommended | North Potomac@NPE-056 |  | https://s3.amazonaws.com/montgomerycountytfcg/Applications/201512-01-13.pdf
201512-01-14 | Verizon Wireless | Colocation-DAS | Colocation | Pepco NPE-062 | 616.14 | 14914-14936 | Dufief Mill Rd | North Potomac | R-200 | Pepco | Pepco | Private | 39.1003 | -77.2247 | Utility Pole | 43 | -1 | Butch Salamone | 2015-10-16 | 2015-12-02 | Recommended | North Potomac@NPE-062 |  | https://s3.amazonaws.com/montgomerycountytfcg/Applications/201512-01-14.pdf
201512-02-01 | T-Mobile | Colocation DAS | Colocation | Pepco 740459-8934 | 616.11 | 14289 | Travilah Rd | Rockville | CR-0.5 | Pepco | Pepco | Private | 39.0918 | -77.2114 | Utility Pole | 39 | -1 | Charles Salamone | 2015-10-16 | 2015-12-02 | Recommended | TMOB-035 |  | https://s3.amazonaws.com/montgomerycountytfcg/Applications/201512-02-01.pdf
201512-02-02 | T-Mobile | Colocation DAS | Colocation | Pepco 738460-4977 | 616.12 | 10712 | Hunting Ln | Rockville | R-200 | Pepco | Pepco | Private | 39.0985 | -77.2163 | Utility Pole | 48 | -1 | Charles Salamone | 2015-10-16 | 2015-12-02 | Recommended | TMB-025 |  | https://s3.amazonaws.com/montgomerycountytfcg/Applications/201512-02-02.pdf
201512-02-03 | T-Mobile | Colocation DAS | Colocation | Pepco 733455-8109 | 616.13 | 11427 | Travilah Rd | Rockville | R-200 | Pepco | Pepco | Private | 39.0828 | -77.233 | Utility Pole | 34 | -1 | Charles Salamone | 2015-10-16 | 2015-12-02 | Recommended | TMB-034 |  | https://s3.amazonaws.com/montgomerycountytfcg/Applications/201512-02-03.pdf
201512-02-04 | T-Mobile | Colocation DAS | Colocation | Pepco 736441-120470 | 616.14 | 14914-14936 | Dufief Mill Rd | North Potomac | R-200 | Pepco | Pepco | Private | 39.1003 | -77.2247 | Utility Pole | 43 | -1 | Charles Salamone | 2015-10-16 | 2015-12-02 | Recommended | TMB-021 |  | https://s3.amazonaws.com/montgomerycountytfcg/Applications/201512-02-04.pdf
201511-23 | Verizon Wireless | Small Cell Antenna | Colocation | Hillwood Public Storage | 514 | 10717 | Hillwood Dr | Silver Spring | CRT-0.75 | Public Storage |  | Private | 39.0317 | -77.0034 | Building | 36 | 0 | H. Morrison | 2015-10-14 | 2015-10-27 | Recommended | Burnt Mills (Public Storage) |  | https://s3.amazonaws.com/montgomerycountytfcg/Applications/201511-23.pdf
201511-24 | Verizon Wireless | Antenna Change Out | Minor Modification | Woodside Water Tank | 1 | 1945 | Seminary Pl | Silver Spring | R-60 | WSSC | WSSC | Public | 39.0099 | -77.0425 | Water Tank | 117 | 0 | Shari Saslaw | 2015-10-14 | 2015-10-27 | Recommended | Woodside |  | https://s3.amazonaws.com/montgomerycountytfcg/Applications/201511-24.pdf
201511-25 | Verizon Wireless | Antenna Change Out | Minor Modification | Sudbury House Condo | 38 | 2100 | Washington Avenue | Silver Spring | R-10 | Sudbury House Condominiums |  | Private | 38.9942 | -77.0454 | Building | 95 | 0 | Shari Saslaw | 2015-10-14 | 2015-10-27 | Recommended | East West Highway |  | https://s3.amazonaws.com/montgomerycountytfcg/Applications/201511-25.pdf
201511-26 | Verizon Wireless | Antenna Change Out | Minor Modification | Bradley Water Tank 2 | 72.02 | 5603 | Radnor Rd | Bethesda | R-90 | WSSC | WSSC | Public | 38.9801 | -77.1136 | Water Tank | 106 | 0 | Shari Saslaw | 2015-10-14 | 2015-11-19 | Recommended | Kenwood |  | https://s3.amazonaws.com/montgomerycountytfcg/Applications/201511-26.pdf
201511-27 | Verizon Wireless | Antenna Change Out | Minor Modification | Baptist Home | 147 | 6301 | Greentree Rd | Bethesda | R-60 | Baptist Home for Children |  | Private | 39.0026 | -77.1273 | Monopole | 120 | 0 | Shari Saslaw | 2015-10-14 | 2015-10-27 | Recommended | Bradley Woods |  | https://s3.amazonaws.com/montgomerycountytfcg/Applications/201511-27.pdf
201511-28 | Verizon Wireless | Antenna Change Out | Minor Modification | Classic Residence | 19 | 8100 | Connecticut Ave | Chevy Chase | R-10 | SNH CCMD Properties LLC |  | Private | 38.9917 | -77.0778 | Building | 138 | 0 | Shari Saslaw | 2015-10-14 | 2015-10-27 | Recommended | Rollingwood |  | https://s3.amazonaws.com/montgomerycountytfcg/Applications/201511-28.pdf
201511-13 | T-Mobile | Antenna Change Out | Minor Modification | Postal Training Facility | 233 | 10130 | Democracy Blvd | Potomac | RE-2 | United States Postal Service | Federal | Public | 39.0205 | -77.1864 | Building | 70 | 0 | Andrew Senker | 2015-10-09 | 2015-10-27 | Recommended | 7WAN107A |  | https://s3.amazonaws.com/montgomerycountytfcg/Applications/201511-13.pdf
201511-14 | T-Mobile | Colocation | Colocation | White Oak Towers Apts | 32 | 11700 | Old Columbia Pike | Silver Spring | R-10 | Old Columbia Pike Ltd. |  | Private | 39.0494 | -76.9805 | Building | 189 | 0 | Andrew Senker | 2015-10-09 | 2015-10-27 | Recommended | 7WAN354A |  | https://s3.amazonaws.com/montgomerycountytfcg/Applications/201511-14.pdf
201511-15 | T-Mobile | Antenna Change Out | Minor Modification | Silver Spring YMCA | 4 | 9800 | Hastings Dr | Silver Spring | R-60 | n |  | Private | 39.0159 | -77.0134 | Monopole | 120 | 0 | Andrew Senker | 2015-10-09 | 2015-10-27 | Recommended | 7WAN055A |  | https://s3.amazonaws.com/montgomerycountytfcg/Applications/201511-15.pdf
201511-16 | T-Mobile | Antenna Change Out | Minor Modification | Colesville Tank | 138 | 2201 | Industrial Pkwy | Silver Spring | CR-1.0 C-1.0 R-0.5 H-220 | WSSC | WSSC | Public | 39.0495 | -76.9633 | Water Tank | 216 | 0 | Andrew Senker | 2015-10-09 | 2015-10-27 | Recommended | 7WAN113A |  | https://s3.amazonaws.com/montgomerycountytfcg/Applications/201511-16.pdf
201511-17 | T-Mobile | Antenna Change Out | Minor Modification | Hampshire West Apts | 303 | 1412(AKA 1432) | Hampshire West Ct | Silver Spring | R-20 | Hampshire West LLC |  | Private | 39.0082 | -76.9832 | Building | 45 | 0 | Andrew Senker | 2015-10-09 | 2015-10-27 | Recommended | 7WAN271B |  | https://s3.amazonaws.com/montgomerycountytfcg/Applications/201511-17.pdf
201511-18 | T-Mobile | Antenna Change Out | Minor Modification | Clark Building | 45 | 7500 | Old Georgetown Rd | Bethesda | CR-8.0 | Clark Office Bldg LP |  | Private | 38.985 | -77.0954 | Building | 230 | 0 | Andrew Senker | 2015-10-09 | 2015-10-27 | Recommended | 7WAN009A |  | https://s3.amazonaws.com/montgomerycountytfcg/Applications/201511-18.pdf
201511-19 | T-Mobile | Antenna Change Out | Minor Modification | First Alliance Church | 345 | 14500 | New Hampshire Ave | Silver Spring | R-200 | First Alliance Church | Church | Private | 39.0937 | -77.0023 | Building | 17 | 0 | Andrew Senker | 2015-10-09 | 2015-10-27 | Recommended | 7WAN280C |  | https://s3.amazonaws.com/montgomerycountytfcg/Applications/201511-19.pdf
201511-20 | T-Mobile | Antenna Change Out | Minor Modification | Super Fresh Shopping Ctr. | 52 | 3901 | Aspen Hill Rd | Silver Spring | CRT-2.25 C-1.5 R-0.75 H-75 | LDG Inc |  | Private | 39.0821 | -77.079 | Monopole | 116 | 0 | Andrew Senker | 2015-10-09 | 2015-10-27 | Recommended | 7WAN224D |  | https://s3.amazonaws.com/montgomerycountytfcg/Applications/201511-20.pdf
201511-21 | Verizon Wireless | Antenna Change Out | Minor Modification | Olney Water Tank | 25 | 17710 | Buehler Rd | Olney | RT-12.5 | WSSC | WSSC | Public | 39.1478 | -77.0644 | Water Tank | 118 | 0 | Benjamin Pelletier | 2015-10-09 | 2015-10-27 | Recommended | Olney |  | https://s3.amazonaws.com/montgomerycountytfcg/Applications/201511-21.pdf
201511-22 | Verizon Wireless | Antenna Change Out | Minor Modification | Rock Creek Terrace Apts | 8 | 12630 | Veirs Mill Rd | Rockville | R-10 | Rock Creek Terrace LP |  | Private | 39.0631 | -77.0964 | Building | 153 | 0 | A. Dobson | 2015-10-09 | 2015-10-27 | Recommended | Parklawn |  | https://s3.amazonaws.com/montgomerycountytfcg/Applications/201511-22.pdf
201511-12 | T-Mobile | Antenna Change Out | Minor Modification | Quail Hill Farms | 90 | 301 | Quailhill Drive | Brookeville | R | Andrew Austin |  | Private | 39.1628 | -77.0056 | Monopole | 170 | 0 | Delisa Coleman | 2015-10-07 | 2015-10-27 | Recommended | 7WAN175A |  | https://s3.amazonaws.com/montgomerycountytfcg/Applications/201511-12.pdf
201511-11 | T-Mobile | Antenna Change Out | Minor Modification | Shumaker Property | 127 | 0 | Peach Tree Rd | Boyds | AR | Shumaker Family Properties LLC |  | Private | 39.1996 | -77.3481 | Tower | 150 | 0 | Delisa Coleman | 2015-10-01 | 2015-10-27 | Recommended | 7WAN370 |  | https://s3.amazonaws.com/montgomerycountytfcg/Applications/201511-11.pdf
201511-10 | Verizon Wireless | New Monopole | New | Neelsville Middle School | 475 | 11700 | Neelsville Church Rd | Germantown | R-200 | MCPS | School | Public | 39.1935 | -77.2406 | Monopole | 150 | 0 | H. Morrison | 2015-09-28 | 2015-12-18 | Withdrawn | Neelsville
201511-04 | AT&T Wireless | Antenna Change Out | Minor Modification | WSSC Damascus Plant | 218 | 23730 | Log House Rd | Gaithersburg | RE-2 | WSSC | WSSC | Public | 39.2461 | -77.2069 | Tower | 212 | 0 | Jessica Bingham | 2015-09-24 | 2015-09-28 | Recommended | Primrose View |  | https://s3.amazonaws.com/montgomerycountytfcg/Applications/201511-04.pdf
201511-05 | AT&T Wireless | Antenna Change Out | Minor Modification | Brink Water Tank | 87 | 21701 | Ridge Rd | Germantown | AR | WSSC | WSSC | Public | 39.2126 | -77.238 | Water Tank | 124 | 0 | Jessica Bingham | 2015-09-24 | 2015-10-27 | Recommended | Gonk Fill |  | https://s3.amazonaws.com/montgomerycountytfcg/Applications/201511-05.pdf
201511-06 | AT&T Wireless | Antenna Change Out | Minor Modification | Bradley Water Tank 2 | 72.02 | 5603 | Radnor Rd | Bethesda | R-90 | WSSC | WSSC | Public | 38.9801 | -77.1136 | Water Tank | 106 | 0 | Jessica Bingham | 2015-09-24 | 2015-10-27 | Recommended | Kenwood Water Tank |  | https://s3.amazonaws.com/montgomerycountytfcg/Applications/201511-06.pdf
201511-07 | T-Mobile | Antenna Change Out | Minor Modification | Argyle Country Club | 111 | 14600 | Argyle Club Rd | Silver Spring | RE-2 | Argyle Land Company |  | Private | 39.0961 | -77.0526 | Monopole | 125 | 0 | Timothy Dwyer | 2015-09-24 | 2015-10-27 | Recommended | Silver Spring |  | https://s3.amazonaws.com/montgomerycountytfcg/Applications/201511-07.pdf
201511-08 | T-Mobile | Antenna Change Out | Minor Modification | Haights Branch Tower | 112 | 5229 | Damascus Rd | Gaithersburg | AR | LECHLIDER DOUGLAS E & ROBIN L |  | Private | 39.2431 | -77.101 | Tower | 225 | 0 | Timothy Dwyer | 2015-09-24 | 2015-10-27 | Recommended | Haights Tower |  | https://s3.amazonaws.com/montgomerycountytfcg/Applications/201511-08.pdf
201511-09 | T-Mobile | Antenna Change Out | Minor Modification | Knights of Columbus | 13.01 | 17001 | Overhill Rd | Derwood | RE-1 | MONTG CNCL K C BLDG CORP |  | Private | 39.1347 | -77.1418 | Monopole | 173 | 0 | Timothy Dwyer | 2015-09-24 | 2015-10-27 | Recommended | Montgomery Village |  | https://s3.amazonaws.com/montgomerycountytfcg/Applications/201511-09.pdf
201511-03 | T-Mobile | Antenna Change Out | Minor Modification | McDonnell property | 93.01 | 20315 | Georgia Ave | Brookeville | RC | Timothy McDonnell |  | Private | 39.1899 | -77.0607 | Monopole | 188 | 0 | Delisa Coleman | 2015-09-21 | 2015-09-28 | Recommended | 7WAN176A |  | https://s3.amazonaws.com/montgomerycountytfcg/Applications/201511-03.pdf
201511-01 | T-Mobile | Antenna Change Out | Minor Modification | Bethesda Country Club | 51.01 | 7601 | Bradley Blvd | Bethesda | R-200 | Bethesda Country Club |  | Private | 39.0153 | -77.1501 | Monopole | 150 | 0 | Steven Fanshaw | 2015-09-18 | 2015-09-28 | Recommended | 7WAN048A |  | https://s3.amazonaws.com/montgomerycountytfcg/Applications/201511-01.pdf
201511-02 | T-Mobile | Antenna Change Out | Minor Modification | Bullis Prep School | 22 | 10601 | Falls Rd | Potomac | RE-2 | The Bullis School Inc. | School | Private | 39.0296 | -77.1945 | Monopole | 130 | 0 | Steven Fanshaw | 2015-09-18 | 2015-09-28 | Recommended | 7WAN210A |  | https://s3.amazonaws.com/montgomerycountytfcg/Applications/201511-02.pdf
201510-10 | AT&T Wireless | Antenna Change Out | Minor Modification | Democracy Center | 23 | 6903 | Rockledge Dr | Bethesda | CR-1.5 C-1.25 R-0.75 H-200 | G&I X Democracy Center LLC |  | Private | 39.0276 | -77.1405 | Building | 185 | 0 | Jose Pugeda | 2015-09-16 | 2015-09-28 | Recommended | Democracy Center |  | https://s3.amazonaws.com/montgomerycountytfcg/Applications/201510-10.pdf
201510-11 | AT&T Wireless | Antenna Change Out | Minor Modification | Crescent Bldg | 84 | 4600 | East-West Hwy | Bethesda | CR-5.0 C-5.0 R-4.75 H-175 | Bethesda Crescent 4600 CO Limited Prtnrship |  | Private | 38.9845 | -77.0929 | Building | 128.83 | 0 | Jose Pugeda | 2015-09-16 | 2015-09-28 | Recommended | Cresent Building |  | https://s3.amazonaws.com/montgomerycountytfcg/Applications/201510-11.pdf
201510-12 | AT&T Wireless | Antenna Change Out | Minor Modification | Public Svc Training Academy | 7 | 10025 | Darnestown Rd | Rockville | CR-0.75 | Montgomery County | County | Public | 39.0992 | -77.2078 | Building | 78 | 0 | Jose Pugeda | 2015-09-16 | 2015-09-28 | Not recommended | Public Svc Training Acedemy |  | https://s3.amazonaws.com/montgomerycountytfcg/Applications/201510-12.pdf
201510-13 | AT&T Wireless | Antenna Change Out | Minor Modification | Wheaton Park Maint. Yard | 65 | 12012 | Alpert Ln | Silver Spring | R-90 | M-NCPPC | AT&T | Public | 39.0532 | -77.0286 | Monopole | 180 | 0 | Jose Pugeda | 2015-09-16 | 2015-09-28 | Recommended | Wheaton Park Maintenance Yard |  | https://s3.amazonaws.com/montgomerycountytfcg/Applications/201510-13.pdf
201510-14 | AT&T Wireless | Antenna Change Out | Minor Modification | Hungerford Property | 244 | 14615 | Clopper Rd | Boyds | IM-0.25 H-50 | Walter Hungerford & Sons |  | Private | 39.1824 | -77.3029 | Monopole | 150 | 0 | Jose Pugeda | 2015-09-16 | 2015-09-28 | Recommended | Hungerford Property |  | https://s3.amazonaws.com/montgomerycountytfcg/Applications/201510-14.pdf
201510-09 | Verizon Wireless | Equipment Change Out | Minor Modification | Colesville Tank | 138 | 2201 | Industrial Pkwy | Silver Spring | CR-1.0 C-1.0 R-0.5 H-220 | WSSC | WSSC | Public | 39.0495 | -76.9633 | Water Tank | 216 | 0 | Shari Saslaw | 2015-09-15 | 2015-09-28 | Recommended | Paint Branch |  | https://s3.amazonaws.com/montgomerycountytfcg/Applications/201510-09.pdf
201510-15 | AT&T Wireless | Antenna Change Out | Minor Modification | Sandy Spring VFD 40 | 117 | 16911 | Georgia Ave | Olney | RE-2 | Sandy Spring Vol. Fire Dept. | Fire | Private | 39.1336 | -77.068 | Monopole | 150 | 0 | Jose Pugeda | 2015-09-15 | 2015-09-28 | Recommended | Sandy Spring Volunteeer Fire Dept #40 |  | https://s3.amazonaws.com/montgomerycountytfcg/Applications/201510-15.pdf
201510-16 | AT&T Wireless | Antenna Change Out | Minor Modification | White Oak Towers Apts | 32 | 11700 | Old Columbia Pike | Silver Spring | R-10 | Old Columbia Pike Ltd. |  | Private | 39.0494 | -76.9805 | Building | 189 | 0 | Jose Pugeda | 2015-09-15 | 2015-09-28 | Recommended | White Oak Towers Apartments |  | https://s3.amazonaws.com/montgomerycountytfcg/Applications/201510-16.pdf
201510-08 | Verizon Wireless | Colocation | Colocation | Howard Hughes Medical Institute | 501 | 4000 | Jones Bridge Rd | Chevy Chase | LSC-0.5 | Howard Hughes Medical Institute |  | Private | 38.9982 | -77.0798 | Building | 48 | 0 | M. Weiland | 2015-09-14 | 2015-09-28 | Recommended | Howard Hughes |  | https://s3.amazonaws.com/montgomerycountytfcg/Applications/201510-08.pdf
201510-01 | Verizon Wireless | Antenna Change Out | Minor Modification | Pepco 100-S | 225 | 20000 blk | Goshen Rd & Rothbury Dr | Gaithersburg | R-200 | Pepco | Pepco | Private | 39.1841 | -77.1881 | Tower | 134 | 0 | J. Epstein | 2015-09-11 | 2015-09-28 | Recommended | Centerway |  | https://s3.amazonaws.com/montgomerycountytfcg/Applications/201510-01.pdf
201510-02 | AT&T Wireless | Antenna Change Out | Minor Modification | Leaman Property | 86 | 13820 | Clopper Rd | Boyds | R-200 | American Tower Asset Sub 2 LLC |  | Private | 39.1652 | -77.2908 | Monopole | 125 | 0 | Jessica Bingham | 2015-09-11 | 2015-09-28 | Recommended | Old Germantown |  | https://s3.amazonaws.com/montgomerycountytfcg/Applications/201510-02.pdf
201510-03 | AT&T Wireless | Antenna Change Out | Minor Modification | Baptist Home | 147 | 6301 | Greentree Rd | Bethesda | R-60 | Baptist Home for Children |  | Private | 39.0026 | -77.1273 | Monopole | 120 | 0 | Jessica Bingham | 2015-09-11 | 2015-09-28 | Recommended | Bradley Hills |  | https://s3.amazonaws.com/montgomerycountytfcg/Applications/201510-03.pdf
201510-04 | AT&T Wireless | Antenna Change Out | Minor Modification | Goldsboro Rd Site | 129 | 6400 | Goldsboro Rd | Bethesda | CRT-0.75 C-0.75 R-0.25 H-35 | 6400 Goldsboro LLC |  | Private | 38.9701 | -77.1296 | Building | 55.8 | 0 | Jessica Bingham | 2015-09-11 | 2015-09-28 | Recommended | Glen Echo |  | https://s3.amazonaws.com/montgomerycountytfcg/Applications/201510-04.pdf
201510-05 | AT&T Wireless | Antenna Change Out | Minor Modification | Argyle Country Club | 111 | 14600 | Argyle Club Rd | Silver Spring | RE-2 | Argyle Land Company |  | Private | 39.0961 | -77.0526 | Monopole | 125 | 0 | Jessica Bingham | 2015-09-11 | 2015-09-28 | Recommended | Colesville |  | https://s3.amazonaws.com/montgomerycountytfcg/Applications/201510-05.pdf
201510-06 | AT&T Wireless | Antenna Change Out | Minor Modification | Knights of Columbus | 13.01 | 17001 | Overhill Rd | Derwood | RE-1 | MONTG CNCL K C BLDG CORP |  | Private | 39.1347 | -77.1418 | Monopole | 173 | 0 | Jessica Bingham | 2015-09-11 | 2015-09-28 | Recommended | Montgomery Village |  | https://s3.amazonaws.com/montgomerycountytfcg/Applications/201510-06.pdf
201510-07 | AT&T Wireless | Antenna Change Out | Minor Modification | Colesville Monopole | 76 | 49 | Randolph Rd | Colesville | NR-0.75 H-45 | A.I. GLENVIEW LLC M & ML PATRIOT LLC ETAL |  | Private | 39.0764 | -77.0028 | Monopole | 150 | 0 | Jessica Bingham | 2015-09-11 | 2015-09-28 | Recommended | Fairknoll |  | https://s3.amazonaws.com/montgomerycountytfcg/Applications/201510-07.pdf
201509-10 | AT&T Wireless | Equipment Change Out | Minor Modification | Bullis Prep School | 22 | 10601 | Falls Rd | Potomac | RE-2 | The Bullis School Inc. | School | Private | 39.0296 | -77.1945 | Monopole | 130 | 0 | Jessica Bingham | 2015-08-12 | 2015-09-03 | Recommended | Nantucket Place |  | https://s3.amazonaws.com/montgomerycountytfcg/Applications/201509-10.pdf
201509-11 | Verizon Wireless | Colocation | Colocation | Woodmont Triangle Garage | 505 | 7730 | Woodmont Ave | Bethesda | CR-5.0 C-5.0 R-4.75 H-175 | Montgomery County |  | Public | 38.9874 | -77.0967 | Building | 64 | 0 | H. Morrison | 2015-08-12 | 2015-09-28 | Recommended | Fairmont |  | https://s3.amazonaws.com/montgomerycountytfcg/Applications/201509-11.pdf
201509-06 | T-Mobile | Equipment Change Out | Minor Modification | Gate of Heaven | 116 | 13801 | Georgia Ave | Silver Spring | RE-2 | ROMAN CATHOLIC ARCHDIOCESE OF WASHINGTON |  | Private | 39.0877 | -77.0706 | Monopole | 190.5 | 0 | Steven Fanshaw | 2015-08-10 | 2015-09-03 | Recommended | 7WAN002A |  | https://s3.amazonaws.com/montgomerycountytfcg/Applications/201509-06.pdf
201509-07 | T-Mobile | Antenna Change Out | Minor Modification | Designer Gallery | 420 | 4218 | Howard Ave | Kensington | IM-2.5 | Gary Rosenthal |  | Private | 39.0307 | -77.0832 | Building | 30 | 0 | Justin Blanset | 2015-08-10 | 2015-09-03 | Recommended | 7WAN0751 |  | https://s3.amazonaws.com/montgomerycountytfcg/Applications/201509-07.pdf
201509-08 | Verizon Wireless | Colocation | Colocation | Wayne Avenue Garage | 510 | 921 | Wayne Ave | Silver Spring | CR-3.0, C-2.0, R-2.75 | Montgomery County |  | Public | 38.9953 | -77.0251 | Building | 21 | 0 | H. Morrison | 2015-08-10 | 2015-09-03 | Recommended | Wayne Garage Candidate/CVS3517 |  | https://s3.amazonaws.com/montgomerycountytfcg/Applications/201509-08.pdf
201509-09 | Verizon Wireless | Colocation | Colocation | Sligo Creek Radio Tower | 506 | 9701 | Sligo Creek Pkwy | Silver Spring | R-60 | MNCPPC |  | Private | 39.0142 | -77.0292 | Tower | 247 | 0 | H. Morrison | 2015-08-10 | 2016-03-02 | Recommended | Sligo |  | https://s3.amazonaws.com/montgomerycountytfcg/Applications/201509-09.pdf
201509-05 | Verizon Wireless | Colocation Small Cell | Colocation | Mid-Pike Plaza | 509 | 11802 | Rockville Pike | Rockville | CR-4.0 | Federal Reality Investments Trust |  | Private | 39.0499 | -77.1152 | Building | 16 | 0 | J. Andrews | 2015-08-07 | 2015-10-07 | Recommended | Mid Pike Plaza |  | https://s3.amazonaws.com/montgomerycountytfcg/Applications/201509-05.pdf
201509-04 | Verizon Wireless | Colocation | Colocation | Pepco 789-W | 508 | 24000 | River Rd | Dickerson | AR | Pepco | Pepco | Private | 39.1279 | -77.498 | Tower | 124 | 0 | H. Morrison | 2015-07-29 | 2015-09-28 | Recommended | Elmer |  | https://s3.amazonaws.com/montgomerycountytfcg/Applications/201509-04.pdf
201509-03 | T-Mobile | Antenna Change Out | Minor Modification | Oakmont Monopole | 3 | 16801 | Oakmont Ave | Gaithersburg | IM-2.5 H-50 | 16801 Oakmont Avenue LLC |  | Private | 39.1315 | -77.174 | Monopole | 191 | 0 | Steven Fanshaw | 2015-07-27 | 2015-08-20 | Recommended | 7WAN082A |  | https://s3.amazonaws.com/montgomerycountytfcg/Applications/201509-03.pdf
201509-01 | Verizon Wireless | Colocation | Colocation | Summit Hills Apartments | 58 | 8484 | 16th St | Silver Spring | CR-2.5 C-0.25 R-2.5 H-145 | Summit Hills LLC |  | Private | 38.9951 | -77.037 | Building | 98.8 | 0 | J. Andrews | 2015-07-23 | 2015-09-03 | Recommended | Summitt Hills |  | https://s3.amazonaws.com/montgomerycountytfcg/Applications/201509-01.pdf
201509-02 | Verizon Wireless | Antenna Change Out | Minor Modification | Seneca Ayr Farm | 68 | 13100 | Old Baltimore Rd West | Boyds | IL-1.0 H-50 | Linthicum Properties Management LLC | Crown Castle | Private | 39.2124 | -77.2755 | Monopole | 140 | 0 | Shari Saslaw | 2015-07-23 | 2015-09-03 | Recommended | Milestone |  | https://s3.amazonaws.com/montgomerycountytfcg/Applications/201509-02.pdf
201508-21 | AT&T Wireless | Antenna Change Out | Minor Modification | Woodside Water Tank | 1 | 1945 | Seminary Pl | Silver Spring | R-60 | WSSC | WSSC | Public | 39.0099 | -77.0425 | Water Tank | 117 | 0 | Jessica Bingham | 2015-07-15 | 2015-07-15 | Recommended | Boyer Place |  | https://s3.amazonaws.com/montgomerycountytfcg/Applications/201508-21.pdf
201508-20 | T-Mobile | Antenna Change Out | Minor Modification | Milestone | 148 | 1 | Milestone Center Ct | Germantown | CR-2.0 C-1.75 R-0.5 H-125 T | WMMH Building LLC |  | Public | 39.2004 | -77.2591 | Monopole | 150 | 0 | Michael Wingard | 2015-07-14 | 2015-09-03 | Recommended | Hurley |  | https://s3.amazonaws.com/montgomerycountytfcg/Applications/201508-20.pdf
201508-18 | Verizon Wireless | Colocation | Colocation | World Building Tower | 173 | 8121 | Georgia Ave | Silver Spring | CR-3.0 C-3.0 R-3.0 H-130 | World Building LLC |  | Private | 38.9911 | -77.0261 | Building | 117 | 0 | J. Andrews | 2015-07-13 | 2015-07-29 | Recommended | World Building |  | https://s3.amazonaws.com/montgomerycountytfcg/Applications/201508-18.pdf
201508-19 | Sprint/Nextel | Colocation | Colocation | Wheaton High School | 299 | 12501 | Dalewood Rd | Silver Spring | R-60 | MCPS | School | Public | 39.0595 | -77.0665 | Monopole | 100 | 0 | R. Holmes | 2015-07-13 | 2015-10-07 | Recommended | WA80XC702 |  | https://s3.amazonaws.com/montgomerycountytfcg/Applications/201508-19.pdf
201508-16 | Verizon Wireless | Antenna Change Out | Minor Modification | Naval Surface Warfare Ctr | 75 | 9500 | MacArthur Blvd | Bethesda | R-200 | United States Navy | Federal | Public | 38.976 | -77.1931 | Water Tank | 142 | 0 | Shari Saslaw | 2015-07-09 | 2015-07-15 | Recommended | Carderock |  | https://s3.amazonaws.com/montgomerycountytfcg/Applications/201508-16.pdf
201508-17 | Verizon Wireless | Antenna Change Out | Minor Modification | Carver Tower | 124 | 2647 | W University Blvd | Silver Spring | CR-5.0 C-4.5 R-4.5 H-130 | Bajwa Property Management LLC |  | Private | 39.0407 | -77.0549 | Tower | 275 | 0 | Shari Saslaw | 2015-07-09 | 2015-07-15 | Recommended | Wheaton |  | https://s3.amazonaws.com/montgomerycountytfcg/Applications/201508-17.pdf
201508-15 | Verizon Wireless | Colocation Small Cell | Colocation | Teppanyaki Grill and Buffet | 482 | 5520 | Randolph Rd | Rockville | CR-3.0 | Washington Real Estate Investment Trust |  | Private | 39.0521 | -77.112 | Building | 30 | 0 | J. Andrews | 2015-07-08 | 2015-07-15 | Recommended | Nebel |  | https://s3.amazonaws.com/montgomerycountytfcg/Applications/201508-15.pdf
201508-09 | AT&T Wireless | Antenna Change Out | Minor Modification | Avenel Golf Course | 55 | 10010 | Oaklyn Dr | Potomac | RE-2C | WSSC | WSSC | Public | 38.9951 | -77.2038 | Monopole | 130 | 0 | Alysha January | 2015-06-26 | 2015-07-15 | Recommended | Kemper II |  | https://s3.amazonaws.com/montgomerycountytfcg/Applications/201508-09.pdf
201508-10 | AT&T Wireless | Antenna Change Out | Minor Modification | Fire Station 33 | 37 | 11430 | Falls Rd | Potomac | R-200 | Rockville Volunteer Fire Dept. | Fire | Private | 39.0437 | -77.1939 | Monopole | 150 | 0 | Alysha January | 2015-06-26 | 2015-07-15 | Recommended | Potomac |  | https://s3.amazonaws.com/montgomerycountytfcg/Applications/201508-10.pdf
201508-11 | AT&T Wireless | Antenna Change Out | Minor Modification | Schlesinger Building | 250 | 3720 | Farragut Ave | Kensington | CRT-1.5 C-1.0 R-1.0 H-45 | FARRAGUT BT LLC |  | Private | 39.0317 | -77.0743 | Building | 58 | 0 | Alysha January | 2015-06-26 | 2015-07-15 | Recommended | Ken Gar |  | https://s3.amazonaws.com/montgomerycountytfcg/Applications/201508-11.pdf
201508-12 | AT&T Wireless | Antenna Change Out | Minor Modification | Miller Company Bldg | 309 | 4701 | Sangamore Rd | Bethesda | NR-0.75 H-45 | WC & AN Miller Development Co |  | Private | 38.9498 | -77.1194 | Building | 51.5 | 0 | Alysha January | 2015-06-26 | 2015-07-15 | Recommended | Pioneer |  | https://s3.amazonaws.com/montgomerycountytfcg/Applications/201508-12.pdf
201508-13 | AT&T Wireless | Antenna Change Out | Minor Modification | Potomac Water Filt. Plant | 91 | 12200 | River Rd | Rockville | RE-2 | WSSC | WSSC | Public | 39.0405 | -77.2537 | Building | 81.3 | 0 | Alysha January | 2015-06-26 | 2015-07-15 | Recommended | Travilah |  | https://s3.amazonaws.com/montgomerycountytfcg/Applications/201508-13.pdf
201508-14 | AT&T Wireless | Antenna Change Out | Minor Modification | Semmes Building | 35 | 10220 | River Rd | Rocville | NR-0.75 | Semmes Buildng LLC |  | Private | 39.0182 | -77.2097 | Building | 42.5 | 0 | Alysha January | 2015-06-26 | 2015-07-15 | Recommended | River Road |  | https://s3.amazonaws.com/montgomerycountytfcg/Applications/201508-14.pdf
201508-08 | Verizon Wireless | Antenna Change Out | Minor Modification | Bullis Prep School | 22 | 10601 | Falls Rd | Potomac | RE-2 | The Bullis School Inc. | School | Private | 39.0296 | -77.1945 | Monopole | 130 | 0 | J. Epstein | 2015-06-22 | 2015-07-15 | Recommended | Potomac |  | https://s3.amazonaws.com/montgomerycountytfcg/Applications/201508-08.pdf
201508-04 | AT&T Wireless | Antenna Change Out | Minor Modification | Mullinix Farm | 238 | 11416 | Hawkes Rd | Clarksburg | RC | Michael Longshore & Linda Better |  | Private | 39.2464 | -77.2363 | Monopole | 162 | 0 | Alysha January | 2015-06-19 | 2015-07-29 | Recommended | Hoffman Dr |  | https://s3.amazonaws.com/montgomerycountytfcg/Applications/201508-04.pdf
201508-05 | AT&T Wireless | Antenna Change Out | Minor Modification | Chevy Chase Building | 18 | 5530 | Wisconsin Ave | Chevy Chase | CR-3.0 C-2.0 R-2.75 H-90 T | Friendship Propertie |  | Private | 38.9648 | -77.0883 | Building | 160 | 0 | Jessica Bingham | 2015-06-19 | 2015-07-15 | Recommended | Grafton Ave |  | https://s3.amazonaws.com/montgomerycountytfcg/Applications/201508-05.pdf
201508-06 | AT&T Wireless | Antenna Change Out | Minor Modification | Airpark Industrial Center | 83 | 7707 | Airpark Rd | Gaithersburg | IL-1.0 H-50 | Crown Atlantic Co LLC |  | Private | 39.1715 | -77.1578 | Monopole | 120 | 0 | Jessica Bingham | 2015-06-19 | 2015-07-15 | Recommended | Montgomery Airpark |  | https://s3.amazonaws.com/montgomerycountytfcg/Applications/201508-06.pdf
201508-07 | AT&T Wireless | Antenna Change Out | Minor Modification | Wessling | 310 | 6931 | Arlington Rd | Bethesda | CRT-2.25 | Greater Northest LLC |  | Private | 38.9785 | -77.0981 | Building | 55 | 0 | Jessica Bingham | 2015-06-19 | 2015-07-15 | Recommended | Wessling |  | https://s3.amazonaws.com/montgomerycountytfcg/Applications/201508-07.pdf
201508-03 | Verizon Wireless | Antenna Change Out | Minor Modification | Troop 52 Forest Preserve | 113 | 16100 | Darnestown Rd | Dawsonville | AR | Seneca Creek Forest Preserve Inc |  | Private | 39.1343 | -77.335 | Tower | 180 | 0 | Shari Saslaw | 2015-06-18 | 2015-07-15 | Recommended | Dawsonville |  | https://s3.amazonaws.com/montgomerycountytfcg/Applications/201508-03.pdf
201508-01 | T-Mobile | Antenna Change Out | Minor Modification | Allegheny MD-4697 | 261 | 22520 | Gateway Center Dr | Clarksburg | EOF-0.75 | Allegheny Power |  | Private | 39.2294 | -77.2825 | Utility Pole | 87 | -1 | Justin Blanset | 2015-06-16 | 2015-07-15 | Recommended | 7WAN017A |  | https://s3.amazonaws.com/montgomerycountytfcg/Applications/201508-01.pdf
201508-02 | T-Mobile | Antenna Change Out | Minor Modification | Cedar Heights Water Tank | 174 | 24213 | Ridge Rd | Damascus | RE-2C | WSSC | WSSC | Public | 39.2533 | -77.2278 | Water Tank | 38 | 0 | Andrew Senker | 2015-06-16 | 2015-07-15 | Recommended | 7WAN180C |  | https://s3.amazonaws.com/montgomerycountytfcg/Applications/201508-02.pdf
201507-07 | Verizon Wireless | Colocation | Colocation | Milestone | 148 | 1 | Milestone Center Ct | Germantown | CR-2.0 C-1.75 R-0.5 H-125 T | WMMH Building LLC |  | Public | 39.2004 | -77.2591 | Monopole | 150 | 0 | J. Andrews | 2015-06-10 | 2015-06-17 | Recommended | Ridge Road |  | https://s3.amazonaws.com/montgomerycountytfcg/Applications/201507-07.pdf
201507-06 | Sprint/Nextel | Colocation | Colocation | Magruder High School | 285 | 5939 | Muncaster Mill Rd | Rockville | RE-1 | MCPS | School | Public | 39.1325 | -77.1176 | Monopole | 120 | 0 | Alex Beiro Jr. | 2015-06-04 | 2015-07-01 | Recommended | BOE-Magruder-Derwood |  | https://s3.amazonaws.com/montgomerycountytfcg/Applications/201507-06.pdf
201507-05 | Sprint/Nextel | Antenna Change Out | Minor Modification | Walkers House | 144 | 18700 | Walkers Choice Rd | Gaithersburg | R-10 | Walker House Owner LLC |  | Private | 39.163 | -77.2051 | Building | 76 | 0 | Alex Beiro Jr. | 2015-06-03 | 2015-06-03 | Recommended | Walker House |  | https://s3.amazonaws.com/montgomerycountytfcg/Applications/201507-05.pdf
201507-04 | Verizon Wireless | Antenna Change Out | Minor Modification | Village Square Apartments | 43.02 | 12011 | Veirs Mill Rd | Silver Spring | R-30 | Grossberg Louis C ET AL |  | Private | 39.053 | -77.0756 | Building | 42 | 0 | Shari Saslaw | 2015-05-21 | 2015-06-03 | Recommended | Gail |  | https://s3.amazonaws.com/montgomerycountytfcg/Applications/201507-04.pdf
201507-03 | T-Mobile | Antenna Change Out | Minor Modification | Magruder High School | 285 | 5939 | Muncaster Mill Rd | Rockville | RE-1 | MCPS | School | Public | 39.1325 | -77.1176 | Monopole | 120 | 0 | N. Campbell | 2015-05-20 | 2015-06-03 | Recommended | Magruder |  | https://s3.amazonaws.com/montgomerycountytfcg/Applications/201507-03.pdf
201507-01 | Pacific DataVision | Equipment Change Out | Colocation | Chateau Apartments | 53.01 | 9727 | Mt. Pisgah Rd | Silver Spring | R-H | Hillzo LP |  | Private | 39.0168 | -76.9745 | Building | 159 | 0 | D. Goodrich | 2015-05-19 | 2015-06-03 | Recommended | The Chateau Apartments |  | https://s3.amazonaws.com/montgomerycountytfcg/Applications/201507-01.pdf
201507-02 | Sprint/Nextel | Antenna Change Out | Minor Modification | Pepco 662-S | 79 |  | Seven Locks Rd/Tuckerman Ln | Potomac | R-90 | Pepco | Pepco | Private | 39.0367 | -77.1603 | Tower | 116 | 0 | F. Downie | 2015-05-19 | 2015-06-03 | Recommended | DC03XC379 |  | https://s3.amazonaws.com/montgomerycountytfcg/Applications/201507-02.pdf
201506-15 | Verizon Wireless | Colocation | Colocation | Montgomery Sears | 507 | 10235 | Westlake Dr | Bethesda | GR1.5 | SRC O P Corporation |  | Private | 39.0252 | -77.1445 | Building | 31 | 0 | M. Weiland | 2015-05-11 | 2015-05-26 | Recommended | Sears 6344 |  | https://s3.amazonaws.com/montgomerycountytfcg/Applications/201506-15.pdf
201506-14 | AT&T Wireless | Antenna Change Out | Minor Modification | Claridge House Apts | 179 | 2445 | Lyttonsville Rd | Silver Spring | CRT-1.25, C-0.25, R-1.25, H-150 | C & C Apartments Assoc LP |  | Private | 39 | -77.0525 | Building | 125 | 0 | Jessica Bingham | 2015-05-08 | 2015-05-26 | Recommended | Claridge House |  | https://s3.amazonaws.com/montgomerycountytfcg/Applications/201506-14.pdf
201506-13 | Verizon Wireless | Colocation | Colocation | Watkins Mill High School | 386 | 10301 | Apple Ridge Rd | Gaithersburg | R-200 | Board of Education | School | Public | 39.1846 | -77.2137 | Monopole | 118 | 0 | Alexandra Bull | 2015-05-06 | 2015-06-03 | Recommended | Apple Ridge |  | https://s3.amazonaws.com/montgomerycountytfcg/Applications/201506-13.pdf
201506-12 | Verizon Wireless | Antenna Change Out | Minor Modification | WWDC Radio Tower | 40 | 8800 | Brookeville Rd | Silver Spring | IM-2.5 H-50 | Chancellor Media Corp. |  | Private | 38.9999 | -77.057 | Tower | 695 | 0 | Shari Saslaw | 2015-05-05 | 2015-05-26 | Recommended | Brookeville Road |  | https://s3.amazonaws.com/montgomerycountytfcg/Applications/201506-12.pdf
201506-04 | T-Mobile | Antenna Change Out | Minor Modification | Tewksbury Manor | 270 | 5600 | Sundown Rd | Gaithersburg | AR | Mikaehl and Sonia Bagherian |  | Private | 39.214 | -77.1046 | Monopole | 149 | 0 | Justin Blanset | 2015-04-23 | 2015-05-26 | Recommended | 7WAN123A |  | https://s3.amazonaws.com/montgomerycountytfcg/Applications/201506-04.pdf
201506-05 | Verizon Wireless | Antenna Change Out | Minor Modification | Avenel Golf Course | 55 | 10010 | Oaklyn Dr | Potomac | RE-2C | WSSC | WSSC | Public | 38.9951 | -77.2038 | Monopole | 130 | 0 | Shari Saslaw | 2015-04-23 | 2015-05-26 | Recommended | Avenel |  | https://s3.amazonaws.com/montgomerycountytfcg/Applications/201506-05.pdf
201506-06 | Verizon Wireless | Antenna Change Out | Minor Modification | Palisades Apts | 422 | 4853 | Cordell Ave | Bethesda | CR-5.0 C-5.0 R-5.0 H-175 | Triangle Towers LLC |  | Private | 38.9902 | -77.0981 | Building | 115.5 | 0 | Shari Saslaw | 2015-04-23 | 2015-05-26 | Recommended | Bethesda |  | https://s3.amazonaws.com/montgomerycountytfcg/Applications/201506-06.pdf
201506-07 | Verizon Wireless | Antenna Change Out | Minor Modification | Suburban Propane | 143 | 35 | Derwood Cir | Rockville | IM-2.5 H-50 | Suburban Propane |  | Private | 39.1032 | -77.1542 | Tower | 215 | 0 | Shari Saslaw | 2015-04-23 | 2015-06-17 | Recommended | Westmore |  | https://s3.amazonaws.com/montgomerycountytfcg/Applications/201506-07.pdf
201506-09 | Verizon Wireless | Antenna Change Out | Minor Modification | Potomac Water Filt. Plant | 91 | 12200 | River Rd | Rockville | RE-2 | WSSC | WSSC | Public | 39.0405 | -77.2537 | Building | 81.3 | 0 | Shari Saslaw | 2015-04-23 | 2015-06-26 | Recommended | Watts Branch |  | https://s3.amazonaws.com/montgomerycountytfcg/Applications/201506-09.pdf
201506-10 | Verizon Wireless | Antenna Change Out | Minor Modification | MDOT-Kensington | 77 | 9200 | Kensington Pkwy | Kensington | R-90 | MDOT / State Hwy Admin. |  | Private | 39.0077 | -77.075 | Monopole | 160 | -1 | Shari Saslaw | 2015-04-23 | 2015-06-17 | Recommended | Chevy Chase View |  | https://s3.amazonaws.com/montgomerycountytfcg/Applications/201506-10.pdf
201506-11 | Verizon Wireless | Antenna Change Out | Minor Modification | Benmar Property | 125 | 23000 | Whites Ferry Rd (18500 Elmers School Rd) | Dickerson | AR | Tower Road LLC |  | Private | 39.1574 | -77.4854 | Tower | 230 | 0 | Shari Saslaw | 2015-04-23 | 2015-06-03 | Recommended | Mason |  | https://s3.amazonaws.com/montgomerycountytfcg/Applications/201506-11.pdf
201506-01 | AT&T Wireless | Antenna Change Out | Minor Modification | Public Storage Prosperity | 402 | 12355 | Prosperity Dr | Silver Spring | CR-0.75 C-0.75 R-0.25 H-75 | Public Storage LP |  | Private | 39.0579 | -76.9655 | Monopole | 140 | 0 | Jessica Bingham | 2015-04-22 | 2015-06-26 | Recommended | Tree Top |  | https://s3.amazonaws.com/montgomerycountytfcg/Applications/201506-01.pdf
201506-02 | AT&T Wireless | Antenna Change Out | Minor Modification | Continental Plaza | 154 | 7101 | Wisconsin Ave | Bethesda | CR-3.0 C-3.0 R-2.75 H-145 | 7101 Wisconsin Owner LLC |  | Private | 38.9803 | -77.0918 | Building | 145 | 0 | Jessica Bingham | 2015-04-22 | 2015-05-26 | Recommended | Strathmore |  | https://s3.amazonaws.com/montgomerycountytfcg/Applications/201506-02.pdf
201506-03 | AT&T Wireless | Antenna Change Out | Minor Modification | AT&T Long Line Tower | 120 | 12419 | Middlebrook Rd | Germantown | IM-2.5 H-50 | American Tower Inc. |  | Private | 39.1769 | -77.2572 | Tower | 125 | 0 | Jessica Bingham | 2015-04-22 | 2015-05-26 | Recommended | Middlebrook |  | https://s3.amazonaws.com/montgomerycountytfcg/Applications/201506-03.pdf
201505-17 | AT&T Wireless | Antenna Change Out | Minor Modification | Choice International | 29 | 10750 | Columbia Pike | Silver Spring | CRT-2.25 C-1.5 R-0.75 H-45 | VREC III LO COLESVILLE MEDICAL MOB LLC |  | Private | 39.0324 | -77.0045 | Building | 85 | 0 | Jessica Bingham | 2015-04-15 | 2015-05-06 | Recommended | Choice Int'l |  | https://s3.amazonaws.com/montgomerycountytfcg/Applications/201505-17.pdf
201505-18 | AT&T Wireless | Antenna Change Out | Minor Modification | Hampshire Towers | 326 | 7401 | New Hampshire Ave | Takoma Park | CRT-2.0, C-0.5, R-1.5, H-130 | Oxon Equities Corp |  | Private | 38.9834 | -76.9872 | Building | 95.83 | 0 | Jessica Bingham | 2015-04-15 | 2015-05-06 | Recommended | Gail Brenner |  | https://s3.amazonaws.com/montgomerycountytfcg/Applications/201505-18.pdf
201505-19 | AT&T Wireless | Antenna Change Out | Minor Modification | Westmoreland Church | 61 | 1 | Westmoreland Cir | Bethesda | R-60 | Westmoreland Cong. Church | Church | Private | 38.9494 | -77.1017 | Building | 35 | 0 | Jessica Bingham | 2015-04-15 | 2015-05-06 | Recommended | Westmoreland Cong Church |  | https://s3.amazonaws.com/montgomerycountytfcg/Applications/201505-19.pdf
201505-20 | AT&T Wireless | Antenna Change Out | Minor Modification | Park Ritchie Apts | 48 | 7600 | Maple Ave | Takoma Park | R-10 | Park Ritchie LLC |  | Private | 38.9839 | -77.008 | Building | 151 | 0 | Jessica Bingham | 2015-04-15 | 2015-05-06 | Recommended | Takoma Park |  | https://s3.amazonaws.com/montgomerycountytfcg/Applications/201505-20.pdf
201505-21 | AT&T Wireless | Antenna Change Out | Minor Modification | Chateau Apartments | 53.01 | 9727 | Mt. Pisgah Rd | Silver Spring | R-H | Hillzo LP |  | Private | 39.0168 | -76.9745 | Building | 159 | 0 | Jessica Bingham | 2015-04-15 | 2015-05-06 | Recommended | Gill |  | https://s3.amazonaws.com/montgomerycountytfcg/Applications/201505-21.pdf
201505-11 | AT&T Wireless | Antenna Change Out | Minor Modification | Pavilion Apts | 31 | 5901 | Montrose Rd | Rockville | CR-4.0 C-0.25 R-4.0 H-190 | CP5 MONTEREY LLC |  | Private | 39.0537 | -77.1189 | Building | 152 | 0 | Jessica Bingham | 2015-04-08 | 2015-05-06 | Recommended | Pavillion Apt |  | https://s3.amazonaws.com/montgomerycountytfcg/Applications/201505-11.pdf
201505-12 | AT&T Wireless | Antenna Change Out | Minor Modification | Olney Water Tank | 25 | 17710 | Buehler Rd | Olney | RT-12.5 | WSSC | WSSC | Public | 39.1478 | -77.0644 | Water Tank | 118 | 0 | Jessica Bingham | 2015-04-08 | 2015-05-06 | Recommended | Spartan |  | https://s3.amazonaws.com/montgomerycountytfcg/Applications/201505-12.pdf
201505-13 | AT&T Wireless | Antenna Change Out | Minor Modification | Rockville Measuring Station | 102 | 15030 | Frederick Rd | Rockville | IM-2.5 H-50 | Atlantic Seaboard Corp |  | Private | 39.1021 | -77.1572 | Tower | 188 | 0 | Jessica Bingham | 2015-04-08 | 2015-05-06 | Recommended | Lincoln Terrace |  | https://s3.amazonaws.com/montgomerycountytfcg/Applications/201505-13.pdf
201505-14 | AT&T Wireless | Antenna Change Out | Minor Modification | Cabin John Water Tank | 132 | 6711 | Tomlinson Terr | Cabin John | R-200 | WSSC | WSSC | Public | 38.9782 | -77.1597 | Water Tank | 133.5 | 0 | Jessica Bingham | 2015-04-08 | 2015-05-06 | Recommended | Cabin John |  | https://s3.amazonaws.com/montgomerycountytfcg/Applications/201505-14.pdf
201505-15 | Verizon Wireless | Colocation | Colocation | Bethesda Shell | 503 | 10211 | Westlake Dr | Bethesda | GR-1.5 H-45 | Potomac Energy Holdings LLC |  | private | 39.0232 | -77.1492 | Building | 19 | 0 | M. Weiland | 2015-04-08 | 2015-05-06 | Recommended | Shell 803 |  | https://s3.amazonaws.com/montgomerycountytfcg/Applications/201505-15.pdf
201505-16 | Verizon Wireless | Colocation | Colocation | Gaithersburg Shell | 504 | 15730 | Shady Grove Rd | Gaithersburg | IM-2.5 | Potomac Energy Holdings LLC |  | Private | 39.114 | -77.1867 | Building | 15 | 0 | M. Weiland | 2015-04-08 | 2015-05-06 | Recommended | Shell 807 |  | https://s3.amazonaws.com/montgomerycountytfcg/Applications/201505-16.pdf
201505-08 | Verizon Wireless | Antenna Change Out | Minor Modification | Clement Property | 189 | 25201 | Peach Tree Rd | Clarksburg | AR | BRINKLOW-BLOCKTOWN LLC |  | Private | 39.2672 | -77.3193 | Monopole | 190 | 0 | Benjamin Pelletier | 2015-04-02 | 2015-05-06 | Recommended | Little Bennett |  | https://s3.amazonaws.com/montgomerycountytfcg/Applications/201505-08.pdf
201505-09 | Verizon Wireless | Colocation | Colocation | White Flint Professional Building | 492 | 11119 | Rockville Pike | Kensington | EOF-3.0 H-100 | Rockville Pike Partnership |  | Private | 39.0393 | -77.1085 | Building | 50 | 0 | J. Andrews | 2015-04-02 | 2015-05-06 | Recommended | Addie |  | https://s3.amazonaws.com/montgomerycountytfcg/Applications/201505-09.pdf
201505-10 | Verizon Wireless | Antenna Change Out | Minor Modification | Pepco 708451-9543 | 626 | 15330 | River Rd | Germantown | RC | State Highway Administration ROW | Pepco | Private | 39.0726 | -77.3198 | Utility Pole | 0 | -1 | Rebecca Hunter | 2015-04-02 | 2015-05-06 | Recommended | N13 |  | https://s3.amazonaws.com/montgomerycountytfcg/Applications/201505-10.pdf
201505-10-01 | Verizon Wireless | Antenna Change Out | Minor Modification | Pepco 720446-5521 | 627 | 13500 | River Rd | Potomac | RE-2 | State Highway Administration ROW | Pepco | Private | 39.0584 | -77.2793 | Utility Pole | 0 | -1 | Rebecca Hunter | 2015-04-02 | 2015-05-06 | Recommended | N15 |  | https://s3.amazonaws.com/montgomerycountytfcg/Applications/201505-10-01.pdf
201505-10-02 | Verizon Wireless | Antenna Change Out | Minor Modification | Verizon M109 | 628 | 15911 | River Rd | Poolesville | RC | State Highway Administration ROW | Verizon | Private | 39.0778 | -77.3318 | Utility Pole | 0 | -1 | Rebecca Hunter | 2015-04-02 | 2015-05-06 | Recommended | N7 |  | https://s3.amazonaws.com/montgomerycountytfcg/Applications/201505-10-02.pdf
201505-06 | Sprint/Nextel | Antenna Change Out | Minor Modification | Pepco 54-N | 185.1 | 14800 | Schaeffer Rd | Germantown | AR | Pepco | Pepco | Private | 39.1466 | -77.308 | Tower | 134 | 0 | F. Downie | 2015-04-01 | 2015-05-06 | Recommended | WA33XCO56 |  | https://s3.amazonaws.com/montgomerycountytfcg/Applications/201505-06.pdf
201505-07 | AT&T Wireless | Antenna Change Out | Minor Modification | Wall Lane Water Tank | 2 | 11400 | Woodglen Dr & Executive Blvd | Rockville | CR-3.0 C-1.5 R-2.5 H-100 | WSSC | WSSC | Public | 39.0436 | -77.1141 | Water Tank | 105 | 0 | Jessica Bingham | 2015-04-01 | 2015-05-06 | Recommended | White Flint |  | https://s3.amazonaws.com/montgomerycountytfcg/Applications/201505-07.pdf
201505-05 | Verizon Wireless | Colocation | Colocation | Pepco 171-S | 470 | 1801 | Ednor Rd | Silver Spring | RC | Pepco | Pepco | Private | 39.1399 | -76.9755 | Tower | 133 | 0 | H. Morrison | 2015-03-30 | 2015-05-06 | Recommended | Ednor |  | https://s3.amazonaws.com/montgomerycountytfcg/Applications/201505-05.pdf
201505-04 | AT&T Wireless | Antenna Change Out | Minor Modification | Kruhm Farm Tower | 118 | 16001 | Kruhm Rd | Burtonsville | RC | Fred Kruhm |  | Private | 39.1217 | -76.9453 | Tower | 190 | 0 | Jessica Bingham | 2015-03-25 | 2015-05-06 | Recommended | Kruhm |  | https://s3.amazonaws.com/montgomerycountytfcg/Applications/201505-04.pdf
201505-02 | Verizon Wireless | Antenna Change Out | Minor Modification | Verizon Central Office | 168 | 8670 | Georgia Ave | Silver Spring | CR-5.0 C-4.0 R-4.75 H-145 T | Verizon Communications |  | Private | 38.9967 | -77.0298 | Building | 168 | 0 | Shari Saslaw | 2015-03-23 | 2015-05-06 | Recommended | Silver Spring |  | https://s3.amazonaws.com/montgomerycountytfcg/Applications/201505-02.pdf
201505-03 | Verizon Wireless | Antenna Change Out | Minor Modification | Cabin John VFW Post | 60 | 11511 | MacArthur Blvd | Potomac | RE-2 | Cabin John Memorial Post 5633 |  | Private | 38.9963 | -77.2381 | Monopole | 126 | 0 | Shari Saslaw | 2015-03-23 | 2015-05-26 | Recommended | C&O Canal |  | https://s3.amazonaws.com/montgomerycountytfcg/Applications/201505-03.pdf
201505-01 | AT&T Wireless | Antenna Change Out | Minor Modification | Northwood High School | 192 | 919 | University Blvd | Silver Spring | R-60 | Board of Education | School | Public | 39.0366 | -77.0223 | Monopole | 110 | 0 | Jessica Bingham | 2015-03-13 | 2015-05-06 | Recommended | Springbrook Manor |  | https://s3.amazonaws.com/montgomerycountytfcg/Applications/201505-01.pdf
201504-28 | Sprint/Nextel | Antenna Change Out | Minor Modification | Renaissance Plaza Apts | 16 | 14000 | Castle Blvd | Silver Spring | R-20 | Renaissance Plaza Condo |  | Private | 39.0858 | -76.9419 | Building | 100 | 0 | Jeremy Boone | 2015-03-10 | 2015-04-01 | Recommended | Fairland Renaissance Plaza |  | https://s3.amazonaws.com/montgomerycountytfcg/Applications/201504-28.pdf
201504-25 | AT&T Wireless | Colocation | Colocation | Pepco 662-N | 488 |  | Potomac Crest Drive/Deborah Dr | Potomac | R-90 | Pepco | Pepco | Private | 39.0371 | -77.1603 | Tower | 102 | 0 | C. Liedquist | 2015-03-09 | 2015-04-01 | Recommended | Paisley |  | https://s3.amazonaws.com/montgomerycountytfcg/Applications/201504-25.pdf
201504-26 | Verizon Wireless | Antenna Change Out | Minor Modification | MDOT-Rockville | 73 |  | I-270 & Montrose Rd | Rockville | R-90 | MDOT / State Hwy Admin. | State | Public | 39.0579 | -77.1537 | Monopole | 140 | -1 | J. Epstein | 2015-03-09 | 2015-04-01 | Recommended | Tilden Lane |  | https://s3.amazonaws.com/montgomerycountytfcg/Applications/201504-26.pdf
201504-27 | Verizon Wireless | Antenna Change Out | Minor Modification | Benmar Property | 125 | 23000 | Whites Ferry Rd (18500 Elmers School Rd) | Dickerson | AR | Tower Road LLC |  | Private | 39.1574 | -77.4854 | Tower | 230 | 0 | J. Epstein | 2015-03-09 | 2015-04-01 | Recommended | Mason |  | https://s3.amazonaws.com/montgomerycountytfcg/Applications/201504-27.pdf
201504-29 | Crown Castle | Cabinet Replacement | Minor Modification | Washingtonian WSH-004 | 564.22 |  | Great Seneca Hwy & Route 28 | Rockville | R-200 | Montgomery County |  | Public | 39.1052 | -77.2073 | Light Pole | 26 | -1 | Rebecca Hunter | 2015-03-06 | 2015-04-01 | Recommended | MB-01 |  | https://s3.amazonaws.com/montgomerycountytfcg/Applications/201504-29.pdf
201504-30 | Verizon Wireless | Antenna Change Out | Minor Modification | Pepco 708451-9543 | 626 | 15330 | River Rd | Germantown | RC | State Highway Administration ROW | Pepco | Private | 39.0726 | -77.3198 | Utility Pole | 0 | -1 | Rebecca Hunter | 2015-03-06 | 2015-05-06 | Recommended | N13 |  | https://montgomerycountytfcg.s3.amazonaws.com/Applications/201504-30.pdf
201504-29-01 | Crown Castle | Cabinet Replacement. | Minor Modification | CCI Pole MB-03 | 641 |  | Great Seneca Hwy & High Gables Dr | Gaithersburg | N/A | CCI | CCI | Private | 39.1153 | -77.2234 | Utility Pole | 49 | -1 | Rebecca Hunter | 2015-03-06 | 2015-04-01 | Recommended | MB-02 |  | https://s3.amazonaws.com/montgomerycountytfcg/Applications/201504-29-01.pdf
201504-29-02 | Crown Castle | Cabinet Replacement. | Minor Modification | Pepco MB-03 | 642 |  | Great Seneca Hwy & Muddy Branch Rd | Gaithersburg | Non-MNCPPC | Pepco | Pepco | Public | 39.1095 | -77.2179 | Utility Pole | 61 | -1 | Rebecca Hunter | 2015-03-06 | 2015-04-01 | Recommended | MB-03 |  | https://s3.amazonaws.com/montgomerycountytfcg/Applications/201504-29-01.pdf
201504-29-03 | Crown Castle | Cabinet Replacement. | Minor Modification | Pepco VZM20 | 619 | 14308 | Brickhowe Ct | Germantown | RC | Montgomery County ROW | Pepco | Private | 39.0959 | -77.2964 | Utility Pole | 38 | -1 | Rebecca Hunter | 2015-03-06 | 2015-04-01 | Recommended | N10 |  | https://s3.amazonaws.com/montgomerycountytfcg/Applications/201504-29-01.pdf
201504-29-04 | Crown Castle | Cabinet Replacement. | Minor Modification | Pepco 713455-1059 | 619.01 | 14700 | Seneca Rd | Germantown | RC | SHA Row | Pepco | Private | 39.0841 | -77.3058 | Utility Pole | 42 | -1 | Rebecca Hunter | 2015-03-06 | 2015-04-01 | Recommended | N11 |  | https://s3.amazonaws.com/montgomerycountytfcg/Applications/201504-29-01.pdf
201504-29-05 | Crown Castle | Cabinet Replacement. | Minor Modification | Pepco 710454-4062 | 619.02 | 15107 | Seneca Rd | Germantown | RC | SHA Row | Pepco | Private | 39.0814 | -77.3154 | Utility Pole | 42 | -1 | Rebecca Hunter | 2015-03-06 | 2015-04-01 | Recommended | N12 |  | https://s3.amazonaws.com/montgomerycountytfcg/Applications/201504-29-01.pdf
201504-29-06 | Crown Castle | Cabinet Replacement. | Minor Modification | Pepco 700466-0329 | 619.03 |  | Sugarland Rd | Poolesville | AR | Montgomery County ROW | Pepco | Private | 39.1133 | -77.352 | Utility Pole | 49 | -1 | Rebecca Hunter | 2015-03-06 | 2015-04-01 | Recommended | N2 |  | https://s3.amazonaws.com/montgomerycountytfcg/Applications/201504-29-01.pdf
201504-29-07 | Crown Castle | Cabinet Replacement. | Minor Modification | Pepco VZM41 | 619.04 | 14901 | Montevideo Rd | Poolesville | AR | Montgomery County ROW | Pepco | Private | 39.1018 | -77.3501 | Utility Pole | 43 | -1 | Rebecca Hunter | 2015-03-06 | 2015-04-01 | Recommended | N3 |  | https://s3.amazonaws.com/montgomerycountytfcg/Applications/201504-29-01.pdf
201504-29-08 | Crown Castle | Cabinet Replacement. | Minor Modification | Pepco 702485-0235 | 619.05 |  | Montevideo Rd | Poolesville | AR | Pepco | Pepco | Private | 39.0915 | -77.3448 | Utility Pole | 43 | -1 | Rebecca Hunter | 2015-03-06 | 2015-04-01 | Recommended | N4 |  | https://s3.amazonaws.com/montgomerycountytfcg/Applications/201504-29-01.pdf
201504-29-09 | Crown Castle | Cabinet Replacement. | Minor Modification | Pepco 695455-6837 | 619.06 |  | River Rd | Poolesville | AR | Montgomery County ROW | Pepco | Private | 39.0831 | -77.367 | Utility Pole | 43 | -1 | Rebecca Hunter | 2015-03-06 | 2015-04-01 | Recommended | N5 |  | https://s3.amazonaws.com/montgomerycountytfcg/Applications/201504-29-01.pdf
201504-29-10 | Crown Castle | Cabinet Replacement. | Minor Modification | Pepco 722443-9527 | 619.07 | 13120 | River Rd | Rockville | RE-2 | SHA Row | Pepco | Private | 39.0502 | -77.2709 | Utility Pole | 48 | -1 | Rebecca Hunter | 2015-03-06 | 2015-04-01 | Recommended | NG1 |  | https://s3.amazonaws.com/montgomerycountytfcg/Applications/201504-29-10.pdf
201504-29-11 | Crown Castle | Cabinet Replacement. | Minor Modification | Pepco 730438-7918 | 618.11 | 11700 | River Rd | Rockville | RE-2 | SHA Row | Pepco | Private | 39.0364 | -77.2433 | Utility Pole | 59.5 | -1 | Rebecca Hunter | 2015-03-06 | 2015-04-01 | Recommended | NG4 |  | https://s3.amazonaws.com/montgomerycountytfcg/Applications/201504-29-11.pdf
201504-29-12 | Crown Castle | Cabinet Replacement. | Minor Modification | Pepco 712450-2951 | 619.08 | 14801 | River Rd | Rockville | RC | SHA Row | Pepco | Private | 39.0701 | -77.3085 | Utility Pole | 43 | -1 | Rebecca Hunter | 2015-03-06 | 2015-04-01 | Recommended | R2 |  | https://s3.amazonaws.com/montgomerycountytfcg/Applications/201504-29-12.pdf
201504-29-13 | Crown Castle | Cabinet Replacement. | Minor Modification | Pepco 747426-420290 | 618.12 | 9101 | River Rd | Rockville | R-200 | SHA Row | Pepco | Private | 39.0038 | -77.1847 | Utility Pole | 60 | -1 | Rebecca Hunter | 2015-03-06 | 2015-04-01 | Recommended | S1 |  | https://s3.amazonaws.com/montgomerycountytfcg/Applications/201504-29-13.pdf
201504-29-14 | Crown Castle | Cabinet Replacement. | Minor Modification | Pepco 739417-2013 | 618.09 | 6900 | Brickyard Rd | Rockville | R-200 | Pepco | Pepco | Private | 38.9787 | -77.2135 | Utility Pole | 39 | -1 | Rebecca Hunter | 2015-03-06 | 2015-04-01 | Recommended | MAD-17 |  | https://s3.amazonaws.com/montgomerycountytfcg/Applications/201504-29-14.pdf
201504-29-15 | Crown Castle | Cabinet Replacement. | Minor Modification | Pepco 745424-880250 | 618.13 | 8715 | Persimmon Tree Rd | Rockville | R-200 | Montgomery County ROW | Pepco | Private | 38.9983 | -77.1901 | Utility Pole | 52 | -1 | Rebecca Hunter | 2015-03-06 | 2015-04-01 | Recommended | S16 |  | https://s3.amazonaws.com/montgomerycountytfcg/Applications/201504-29-15.pdf
201504-29-16 | Crown Castle | Cabinet Replacement. | Minor Modification | Pepco 742427-120910 | 618.14 | 9905 | Logan Dr | Rockville | R-200 | Montgomery County ROW | Pepco | Private | 39.0083 | -77.2033 | Utility Pole | 38 | -1 | Rebecca Hunter | 2015-03-06 | 2015-04-01 | Recommended | S17 |  | https://s3.amazonaws.com/montgomerycountytfcg/Applications/201504-29-16.pdf
201504-29-17 | Crown Castle | Cabinet Replacement. | Minor Modification | Pepco 749420-250620 | 618.15 | 8501 | Country Club Dr | Rockville | RE-2 | Montgomery County ROW | Pepco | Private | 38.9883 | -77.1782 | Utility Pole | 48 | -1 | Rebecca Hunter | 2015-03-06 | 2015-04-01 | Recommended | S18 |  | https://s3.amazonaws.com/montgomerycountytfcg/Applications/201504-29-17.pdf
201504-29-18 | Crown Castle | Cabinet Replacement. | Minor Modification | Pepco VZ M244 | 618.16 | 9540 | River Rd | Rockville | R-200 | SHA Row | Pepco | Private | 39.0109 | -77.1982 | Utility Pole | 43 | -1 | Rebecca Hunter | 2015-03-06 | 2015-04-01 | Recommended | S2 |  | https://s3.amazonaws.com/montgomerycountytfcg/Applications/201504-29-18.pdf
201504-29-19 | Crown Castle | Cabinet Replacement. | Minor Modification | Pepco 735435-850470 | 618.17 | 10420 | Riverwood Dr | Potomac | R-200 | SHA Row | Pepco | Private | 39.029 | -77.2256 | Utility Pole | 41 | -1 | Rebecca Hunter | 2015-03-06 | 2015-04-01 | Recommended | S3 |  | https://s3.amazonaws.com/montgomerycountytfcg/Applications/201504-29-19.pdf
201504-29-20 | Crown Castle | Cabinet Replacement. | Minor Modification | Pepco 733438-450250 | 618.18 | 34 | Piney Meetinghouse Ct | Rockville | R-200 | Montgomery County ROW | Pepco | Private | 39.0366 | -77.2339 | Utility Pole | 55 | -1 | Rebecca Hunter | 2015-03-06 | 2015-04-01 | Recommended | S5 |  | https://s3.amazonaws.com/montgomerycountytfcg/Applications/201504-29-20.pdf
201504-29-21 | Crown Castle | Cabinet Replacement. | Minor Modification | Pepco 736442-2405 | 618.19 | 11700 | Glen Ct | Rockville | R-200 | Pepco | Pepco | Private | 39.0478 | -77.2301 | Utility Pole | 43 | -1 | Rebecca Hunter | 2015-03-06 | 2015-04-01 | Recommended | S6 |  | https://s3.amazonaws.com/montgomerycountytfcg/Applications/201504-29-21.pdf
201504-29-22 | Crown Castle | Cabinet Replacement. | Minor Modification | Pepco 736442-3102 | 618.2 | 10905 | Glen Rd | Rockville | R-200 | Montgomery County ROW | Pepco | Private | 39.047 | -77.2239 | Utility Pole | 43 | -1 | Rebecca Hunter | 2015-03-06 | 2015-04-01 | Recommended | S7 |  | https://s3.amazonaws.com/montgomerycountytfcg/Applications/201504-29-22.pdf
201504-29-23 | Crown Castle | Cabinet Replacement. | Minor Modification | Pepco 738441-2166 | 618.21 | 15540 | S Glen Rd | Rockville | R-200 | Montgomery County ROW | Pepco | Private | 39.046 | -77.2173 | Utility Pole | 43 | -1 | Rebecca Hunter | 2015-03-06 | 2015-04-01 | Recommended | S8 |  | https://s3.amazonaws.com/montgomerycountytfcg/Applications/201504-29-23.pdf
2015104-29-24 | Crown Castle | Cabinet Replacement. | Minor Modification | Pepco 736426-8924 | 618.1 | 9010 | Falls Rd | Potomac | R-200 | Pepco | Pepco | Private | 39.0037 | -77.2253 | Utility Pole | 66 | -1 | Rebecca Hunter | 2015-03-06 | 2015-04-01 | Recommended | MAD-18
201504-30-01 | Verizon Wireless | Antenna Change Out | Minor Modification | Pepco 720446-5521 | 627 | 13500 | River Rd | Potomac | RE-2 | State Highway Administration ROW | Pepco | Private | 39.0584 | -77.2793 | Utility Pole | 0 | -1 | Rebecca Hunter | 2015-03-06 | 2015-05-06 | Recommended | N15 |  | https://montgomerycountytfcg.s3.amazonaws.com/Applications/201504-30.pdf
201504-30-02 | Verizon Wireless | Antenna Change Out | Minor Modification | Verizon M109 | 628 | 15911 | River Rd | Poolesville | RC | State Highway Administration ROW | Verizon | Private | 39.0778 | -77.3318 | Utility Pole | 0 | -1 | Rebecca Hunter | 2015-03-06 | 2015-05-06 | Recommended | N7 |  | https://montgomerycountytfcg.s3.amazonaws.com/Applications/201504-30.pdf
201504-30-03 | Verizon Wireless | Antenna Change Out | Minor Modification | Pepco 738467-4242 | 699 | 671 | Muddy Branch Rd | Gaithersburg | MXD | Pepco |  | Public | 39.1167 | -77.2167 | Utility Pole | 61 | -1 | Rebecca Hunter | 2015-03-06 | 2015-05-06 | Recommended | MB-04 |  | https://montgomerycountytfcg.s3.amazonaws.com/Applications/201504-30.pdf
201504-30-04 | Verizon Wireless | Antenna Change Out | Minor Modification | Pepco 738470-9809 | 679 |  | Muddy Branch Rd & Palmspring Dr | Gaithersburg | R-200 | Pepco |  | Public | 39.1241 | -77.2148 | Utility Pole | 0 | -1 | Rebecca Hunter | 2015-03-06 | 2015-05-06 | Recommended | MB-05 |  | https://montgomerycountytfcg.s3.amazonaws.com/Applications/201504-30.pdf
201504-30-05 | Verizon Wireless | Antenna Change Out | Minor Modification | Pepco 740471-8088 | 680 | 300 Blk | Muddy Branch Rd | Gaithersburg | R-200 | Pepco |  | Public | 39.129 | -77.2084 | Utility Pole | 0 | -1 | Rebecca Hunter | 2015-03-06 | 2015-05-06 | Recommended | MB-06 |  | https://montgomerycountytfcg.s3.amazonaws.com/Applications/201504-30.pdf
201504-30-06 | Verizon Wireless | Antenna Change Out | Minor Modification | Pepco 707455-6964 | 681 | 13915 | Berryville Rd | Germantown | RC | Montgomery County ROW |  | Public | 39.0842 | -77.3249 | Utility Pole | 0 | -1 | Rebecca Hunter | 2015-03-06 | 2015-05-06 | Recommended | N9 |  | https://montgomerycountytfcg.s3.amazonaws.com/Applications/201504-30.pdf
201504-30-07 | Verizon Wireless | Antenna Change Out | Minor Modification | Verizon M10487 | 682 | 7500 | Persimmon Tree Ln | Bethesda | R-200 | Montgomery County ROW |  | Public | 38.9826 | -77.1734 | Utility Pole | 0 | -1 | Rebecca Hunter | 2015-03-06 | 2015-05-06 | Recommended | R3 |  | https://montgomerycountytfcg.s3.amazonaws.com/Applications/201504-30.pdf
201504-30-08 | Verizon Wireless | Antenna Change Out | Minor Modification | Pepco 739417-2212 | 683 |  | Macarthur Blvd & Clara Barton Pwky | Bethesda | RE-2 | Washington Aqueduct ROW | Pepco | Public | 38.9787 | -77.2066 | Utility Pole | 0 | -1 | Rebecca Hunter | 2015-03-06 | 2015-05-06 | Recommended | R4 |  | https://montgomerycountytfcg.s3.amazonaws.com/Applications/201504-30.pdf
201504-30-09 | Verizon Wireless | Antenna Change Out | Minor Modification | Verizon M7424 | 684 | 10305 | Garden Way | Potomac | R-200 | Montgomery County ROW |  | Public | 39.0103 | -77.2163 | Utility Pole | 0 | -1 | Rebecca Hunter | 2015-03-06 | 2015-05-06 | Recommended | R5 |  | https://montgomerycountytfcg.s3.amazonaws.com/Applications/201504-30.pdf
201504-30-10 | Verizon Wireless | Antenna Change Out | Minor Modification | Pepco 738422-5074 | 685 | 8530 | Brickyard Rd | Potomac | R-200 | Pepco |  | Public | 38.9941 | -77.2161 | Utility Pole | 0 | -1 | Rebecca Hunter | 2015-03-06 | 2015-05-06 | Recommended | S10 |  | https://montgomerycountytfcg.s3.amazonaws.com/Applications/201504-30.pdf
201504-30-11 | Verizon Wireless | Antenna Change Out | Minor Modification | Pepco 734422-9133 | 686 | 11099 | Macarthur Blvd | Potomac | PD-2 | Washington Aqueduct ROW |  | Public | 38.9929 | -77.2287 | Utility Pole | 0 | -1 | Rebecca Hunter | 2015-03-06 | 2015-05-06 | Recommended | S11 |  | https://montgomerycountytfcg.s3.amazonaws.com/Applications/201504-30.pdf
201504-30-12 | Verizon Wireless | Antenna Change Out | Minor Modification | Pepco 735419-520710 | 687 | 10684 | Macarthur Blvd | Potomac | R-200 | Pepco |  | Public | 38.9857 | -77.2265 | Utility Pole | 0 | -1 | Rebecca Hunter | 2015-03-06 | 2015-05-06 | Recommended | S12 |  | https://montgomerycountytfcg.s3.amazonaws.com/Applications/201504-30.pdf
201504-30-13 | Verizon Wireless | Antenna Change Out | Minor Modification | Pepco 736417-5598 | 688 | 10642 | Macarthur Blvd | Potomac | R-200 | Washington Aqueduct ROW |  | Public | 38.981 | -77.2229 | Utility Pole | 0 | -1 | Rebecca Hunter | 2015-03-06 | 2015-05-06 | Recommended | S13 |  | https://montgomerycountytfcg.s3.amazonaws.com/Applications/201504-30.pdf
201504-30-14 | Verizon Wireless | Antenna Change Out | Minor Modification | Pepco 739419-410620 | 689 | 7502 | Brickyard Rd | Rockville | R-200 | Montgomery County ROW |  | Public | 38.9856 | -77.2129 | Utility Pole | 0 | -1 | Rebecca Hunter | 2015-03-06 | 2015-05-06 | Recommended | S4 |  | https://montgomerycountytfcg.s3.amazonaws.com/Applications/201504-30.pdf
201504-24 | T-Mobile | Antenna Change Out | Minor Modification | Baptist Home | 147 | 6301 | Greentree Rd | Bethesda | R-60 | Baptist Home for Children |  | Private | 39.0026 | -77.1273 | Monopole | 120 | 0 | Jessica Bingham | 2015-03-04 | 2015-04-01 | Recommended | 7WAN451A |  | https://s3.amazonaws.com/montgomerycountytfcg/Applications/201504-24.pdf
201504-22 | AT&T Wireless | Antenna Change Out | Minor Modification | Gate of Heaven | 116 | 13801 | Georgia Ave | Silver Spring | RE-2 | ROMAN CATHOLIC ARCHDIOCESE OF WASHINGTON |  | Private | 39.0877 | -77.0706 | Monopole | 190.5 | 0 | A. Knubel | 2015-03-02 | 2015-04-01 | Recommended | LTE 2C Needwood |  | https://s3.amazonaws.com/montgomerycountytfcg/Applications/201504-22.pdf
201504-23 | Verizon Wireless | Antenna Change Out | Minor Modification | Takoma Tower | 27 | 7051 | Carroll Ave | Takoma Park | NR-0.75 H-50 | Takoma Tower LP | County | Public | 38.9747 | -77.0105 | Building | 109.1 | 0 | J. Epstein | 2015-03-02 | 2015-04-01 | Recommended | Piney Branch |  | https://s3.amazonaws.com/montgomerycountytfcg/Applications/201504-23.pdf
201504-14 | AT&T Wireless | Antenna Change Out | Minor Modification | Carver Tower | 124 | 2647 | W University Blvd | Silver Spring | CR-5.0 C-4.5 R-4.5 H-130 | Bajwa Property Management LLC |  | Private | 39.0407 | -77.0549 | Tower | 275 | 0 | A. Knubel | 2015-02-25 | 2015-04-01 | Recommended | LTE2C Kensington |  | https://s3.amazonaws.com/montgomerycountytfcg/Applications/201504-14.pdf
201504-16 | AT&T Wireless | Antenna Change Out | Minor Modification | Rock Creek | 304 | 8630 | Fenton St | Silver Spring | CR-6.0 C-6.0 R-6.0 H-260 | Gudelsky Co |  | Private | 38.9979 | -77.0285 | Building | 143 | 0 | A. Knubel | 2015-02-25 | 2015-04-01 | Recommended | LTE 2015 WCS Rock Creek |  | https://s3.amazonaws.com/montgomerycountytfcg/Applications/201504-16.pdf
201504-17 | AT&T Wireless | Antenna Change Out | Minor Modification | White Oak Towers Apts | 32 | 11700 | Old Columbia Pike | Silver Spring | R-10 | Old Columbia Pike Ltd. |  | Private | 39.0494 | -76.9805 | Building | 189 | 0 | A. Knubel | 2015-02-25 | 2015-04-01 | Recommended | LTE 3C Carridge House Dr. |  | https://s3.amazonaws.com/montgomerycountytfcg/Applications/201504-17.pdf
201504-18 | AT&T Wireless | Antenna Change Out | Minor Modification | Park Montgomery II | 239 | 8830 | Piney Branch Rd | Silver Spring | R-10 | Pineway Towers Condominium Inc |  | Private | 39.0003 | -76.9928 | Building | 102.5 | 0 | A. Knubel | 2015-02-25 | 2015-05-06 | Recommended | LTE 2015 WCS Piney Branch |  | https://s3.amazonaws.com/montgomerycountytfcg/Applications/201504-18.pdf
201504-19 | AT&T Wireless | Antenna Change Out | Minor Modification | Democracy Center | 23 | 6903 | Rockledge Dr | Bethesda | CR-1.5 C-1.25 R-0.75 H-200 | G&I X Democracy Center LLC |  | Private | 39.0276 | -77.1405 | Building | 185 | 0 | A. Knubel | 2015-02-25 | 2015-05-06 | Recommended | 2015 WCS Rockledge Center |  | https://s3.amazonaws.com/montgomerycountytfcg/Applications/201504-19.pdf
201504-20 | AT&T Wireless | Antenna Change Out | Minor Modification | Promenade | 47 | 5225 | Pooks Hill Rd | Bethesda | R-H | Promenade Towers MH Corp |  | Private | 39.0174 | -77.1068 | Building | 193 | 0 | A. Knubel | 2015-02-25 | 2015-05-06 | Recommended | LTE 2C Maplewood |  | https://s3.amazonaws.com/montgomerycountytfcg/Applications/201504-20.pdf
201504-10 | Verizon Wireless | Antenna Change Out | Minor Modification | Democracy Plaza II | 131 | 6707 | Democracy Blvd | Bethesda | CR-1.5, C-1.0, R-0.75, H-150 | Rock Spring Properties |  | Private | 39.0231 | -77.1377 | Building | 110.3 | 0 | J. Epstein | 2015-02-20 | 2015-04-01 | Recommended | Democracy |  | https://s3.amazonaws.com/montgomerycountytfcg/Applications/201504-10.pdf
201504-11 | Verizon Wireless | Antenna Change Out | Minor Modification | NRC Building | 94 | 11555 | Rockville Pike | Rockville | CR-3.0 | U.S. Govt General Svcs Admin | Federal | Public | 39.0469 | -77.1119 | Building | 266 | 0 | J. Epstein | 2015-02-20 | 2015-04-01 | Recommended | Fernwood |  | https://s3.amazonaws.com/montgomerycountytfcg/Applications/201504-11.pdf
201504-12 | Verizon Wireless | Antenna Change Out | Minor Modification | Bank of America Building | 59 | 10000 | Falls Rd | Potomac | NR-0.75 H-35 | Ten Thousand Falls Rd LLC |  | Private | 39.0191 | -77.209 | Building | 33 | 0 | J. Epstein | 2015-02-20 | 2015-04-01 | Recommended | Potomac Center |  | https://s3.amazonaws.com/montgomerycountytfcg/Applications/201504-12.pdf
201504-13 | Verizon Wireless | Antenna Change Out | Minor Modification | Parkside Plaza | 255 | 9039 | Sligo Creek Pkwy | Silver Spring | R-10 | Parkside Plaza Condo |  | Private | 39.0042 | -77.0136 | Building | 150 | 0 | J. Epstein | 2015-02-20 | 2015-04-01 | Recommended | Parkside Plaza |  | https://s3.amazonaws.com/montgomerycountytfcg/Applications/201504-13.pdf
201504-09 | T-Mobile | Antenna Change Out | Minor Modification | Gymkhana Club | 56 | 14100 | River Rd | Rockville | RE-2 | River Road Development Inc |  | Private | 39.063 | -77.2925 | Monopole | 143.6 | 0 | Jessica Bingham | 2015-02-18 | 2015-04-01 | Recommended | 7WAN247A |  | https://s3.amazonaws.com/montgomerycountytfcg/Applications/201504-09.pdf
201504-03 | AT&T Wireless | Antenna Change Out | Minor Modification | Izaak Walton League | 6 | 18301 | Waring Station Rd | Germantown | R-200 | Izaak Walton League |  | Private | 39.1551 | -77.2535 | Tower | 224 | 0 | Jessica Bingham | 2015-02-16 | 2015-04-01 | Recommended | Clopper Rd |  | https://s3.amazonaws.com/montgomerycountytfcg/Applications/201504-03.pdf
201504-04 | AT&T Wireless | Antenna Change Out | Minor Modification | Wayne Manchester Towers | 229.1 | 75 | Wayne Ave E | Silver Spring | R-10 | Wayne Manchester Limited Partnership |  | Private | 39.0001 | -77.0082 | Building | 72 | 0 | Jessica Bingham | 2015-02-16 | 2015-04-01 | Recommended | Plymouth |  | https://s3.amazonaws.com/montgomerycountytfcg/Applications/201504-04.pdf
201504-05 | T-Mobile | Antenna Change Out | Minor Modification | Fire Station 33 | 37 | 11430 | Falls Rd | Potomac | R-200 | Rockville Volunteer Fire Dept. | Fire | Private | 39.0437 | -77.1939 | Monopole | 150 | 0 | Steven Fanshaw | 2015-02-16 | 2015-04-01 | Recommended | 7WAN038A |  | https://s3.amazonaws.com/montgomerycountytfcg/Applications/201504-05.pdf
201504-06 | Verizon Wireless | Antenna Change Out | Minor Modification | Colesville Tank | 138 | 2201 | Industrial Pkwy | Silver Spring | CR-1.0 C-1.0 R-0.5 H-220 | WSSC | WSSC | Public | 39.0495 | -76.9633 | Water Tank | 216 | 0 | J. Epstein | 2015-02-16 | 2015-04-01 | Recommended | Paint Branch |  | https://s3.amazonaws.com/montgomerycountytfcg/Applications/201504-06.pdf
201504-07 | Verizon Wireless | Antenna Change Out | Minor Modification | Park Montgomery II | 239 | 8830 | Piney Branch Rd | Silver Spring | R-10 | Pineway Towers Condominium Inc |  | Private | 39.0003 | -76.9928 | Building | 102.5 | 0 | J. Epstein | 2015-02-16 | 2015-04-01 | Recommended | Montgomery Knolls |  | https://s3.amazonaws.com/montgomerycountytfcg/Applications/201504-07.pdf
201504-08 | Verizon Wireless | Antenna Change Out | Minor Modification | Woodside Water Tank | 1 | 1945 | Seminary Pl | Silver Spring | R-60 | WSSC | WSSC | Public | 39.0099 | -77.0425 | Water Tank | 117 | 0 | J. Epstein | 2015-02-16 | 2015-04-01 | Recommended | Woodside |  | https://s3.amazonaws.com/montgomerycountytfcg/Applications/201504-08.pdf
201504-01 | AT&T Wireless | Antenna Change Out | Minor Modification | Pepco 659-S | 347 | 0 | Tuckerman Ln | Potomac | R-90 | Pepco | Pepco | Private | 39.0424 | -77.1663 | Tower | 148 | 0 | Jessica Bingham | 2015-02-13 | 2015-04-01 | Recommended | Seven Locks |  | https://s3.amazonaws.com/montgomerycountytfcg/Applications/201504-01.pdf
201504-02 | T-Mobile | Antenna Change Out | Minor Modification | Colesville Monopole | 76 | 49 | Randolph Rd | Colesville | NR-0.75 H-45 | A.I. GLENVIEW LLC M & ML PATRIOT LLC ETAL |  | Private | 39.0764 | -77.0028 | Monopole | 150 | 0 | Steven Fanshaw | 2015-02-13 | 2015-04-01 | Recommended | 7WAN004A |  | https://s3.amazonaws.com/montgomerycountytfcg/Applications/201504-02.pdf
201503-13 | AT&T Wireless | Antenna Change Out | Minor Modification | Damascus VFD 13 Activity Ctr | 107 | 10211 | Lewis Dr | Damascus | RE-2C | Damascus VFD | Fire | Private | 39.2908 | -77.2135 | Monopole | 200 | 0 | Jessica Bingham | 2015-02-11 | 2015-03-04 | Recommended | Damascus |  | https://s3.amazonaws.com/montgomerycountytfcg/Applications/201503-13.pdf
201503-11 | Verizon Wireless | Antenna Change Out | Minor Modification | 6900 Wisconsin | 332 | 6900 | Wisconsin Ave | Chevy Chase | CR-3.0 | 6900 Wisconsin LLC |  | Private | 38.9785 | -77.0917 | Building | 80 | 0 | J. Epstein | 2015-02-06 | 2015-05-06 | Recommended | Bethesda South |  | https://s3.amazonaws.com/montgomerycountytfcg/Applications/201503-11.pdf
201503-12 | Verizon Wireless | Antenna Change Out | Minor Modification | AT&T Long Line Tower | 120 | 12419 | Middlebrook Rd | Germantown | IM-2.5 H-50 | American Tower Inc. |  | Private | 39.1769 | -77.2572 | Tower | 125 | 0 | J. Epstein | 2015-02-06 | 2015-03-04 | Recommended | Germantown |  | https://s3.amazonaws.com/montgomerycountytfcg/Applications/201503-12.pdf
201503-10 | Verizon Wireless | Colocation | Colocation | Chevy Chase Safeway | 486 | 5000 | Bradley Blvd | Chevy Chase | CRT-0.5 C-0.5 R-0.2 | Safeway Inc |  | Private | 38.9773 | -77.099 | Building | 34 | 0 | J. Andrews | 2015-02-04 | 2015-03-04 | Recommended | Rover |  | https://s3.amazonaws.com/montgomerycountytfcg/Applications/201503-10.pdf
201503-08 | AT&T Wireless | Antenna Change Out | Minor Modification | Airpark Industrial Center | 83 | 7707 | Airpark Rd | Gaithersburg | IL-1.0 H-50 | Crown Atlantic Co LLC |  | Private | 39.1715 | -77.1578 | Monopole | 120 | 0 | Phil Stetler | 2015-02-02 | 2015-04-24 | Withdrawn | Montgomery Airpark
201503-06 | T-Mobile | Antenna Change Out | Minor Modification | Aspen Monopole | 104 | 15710 | New Hampshire Ave | Silver Spring | RE-2 | Michael A. Grodin |  | Private | 39.1161 | -76.9962 | Monopole | 172 | 0 | Steven Fanshaw | 2015-01-29 | 2015-04-01 | Recommended | 7WAN128A |  | https://s3.amazonaws.com/montgomerycountytfcg/Applications/201503-06.pdf
201503-07 | Verizon Wireless | Antenna Change Out | Minor Modification | Chateau Apartments | 53.02 | 9737 | Mt. Pisgah Rd | Silver Spring | R-H | Hillzo LP |  | Private | 39.0172 | -76.9732 | Building | 162 | 0 | J. Epstein | 2015-01-29 | 2015-03-04 | Recommended | Chateau |  | https://s3.amazonaws.com/montgomerycountytfcg/Applications/201503-07.pdf
201502-09 | T-Mobile | Antenna Change Out | Minor Modification | Earhart Monopole | 412 | 18920 | Earhart Ct | Gaithersburg | IL-1.0 | Storage Portfolio LLC |  | Private | 39.1689 | -77.1731 | Monopole | 100 | 0 | Michael Wingard | 2015-01-23 | 2015-02-20 | Withdrawn | Extra Storage Earhart
201503-01 | Verizon Wireless | Antenna Change Out | Minor Modification | Bradley Water Tank 2 | 72.02 | 5603 | Radnor Rd | Bethesda | R-90 | WSSC | WSSC | Public | 38.9801 | -77.1136 | Water Tank | 106 | 0 | J. Epstein | 2015-01-20 | 2015-03-04 | Recommended | Kenwood |  | https://s3.amazonaws.com/montgomerycountytfcg/Applications/201503-01.pdf
201503-03 | Verizon Wireless | Equipment Change Out | Minor Modification | Damascus Tower | 78 | 26149 | Ridge Rd | Damascus | CRT-1.75 C-1.0 R-0.75 H-55 T | Montgomery County | County | Public | 39.2864 | -77.2069 | Tower | 260 | 0 | J. Epstein | 2015-01-20 | 2015-03-04 | Recommended | Damascus |  | https://s3.amazonaws.com/montgomerycountytfcg/Applications/201503-03.pdf
201503-04 | Verizon Wireless | Equipment Change Out | Minor Modification | McDonnell property | 93.01 | 20315 | Georgia Ave | Brookeville | RC | Timothy McDonnell |  | Private | 39.1899 | -77.0607 | Monopole | 188 | 0 | J. Epstein | 2015-01-20 | 2015-03-04 | Recommended | Brookville |  | https://s3.amazonaws.com/montgomerycountytfcg/Applications/201503-04.pdf
201503-05 | Verizon Wireless | Colocation | Colocation | Clopper Mill Village Center | 485 | 18066 | Mateny Rd | Darnestown | PD-4 | Cloppers Mill Village Ctr LLC |  | Private | 39.1482 | -77.2729 | Building | 30 | 0 | M. Weiland | 2015-01-20 | 2015-03-04 | Recommended | Stop & Shop RC 223 |  | https://s3.amazonaws.com/montgomerycountytfcg/Applications/201503-05.pdf
201502-12 | Verizon Wireless | Antenna Change Out | Minor Modification | Glenmont Tank | 12 | 12413 | Georgia Ave | Silver Spring | CR-2.0 C-0.5 R-1.75 H-120 | WSSC | WSSC | Public | 39.0616 | -77.0516 | Water Tank | 183 | 0 | J. Epstein | 2015-01-13 | 2015-02-04 | Recommended | Glenmont |  | https://s3.amazonaws.com/montgomerycountytfcg/Applications/201502-12.pdf
201502-10 | Verizon Wireless | Antenna Change Out | Minor Modification | Wesley Grove Church | 248.02 | 23612(AKA 23630) | Woodfield Rd | Gaithersburg | RE-2 | Wesley Grove Church |  | Private | 39.2435 | -77.1875 | Monopine | 80 | 0 | J. Epstein | 2015-01-12 | 2015-02-04 | Recommended | Woodfield |  | https://s3.amazonaws.com/montgomerycountytfcg/Applications/201502-10.pdf
201502-11 | Verizon Wireless | New Monopole | New | Moyer Moving and Storage | 502 | 13050 | Shawnee Ln | Clarksburg | EOF-0.75/H-100T | Moyer and Sons, Inc. |  | Public | 39.2276 | -77.2708 | Monopole | 120 | 0 | Harold Bernadzikowski | 2015-01-12 | 2015-03-04 | Recommended | Comsat |  | https://s3.amazonaws.com/montgomerycountytfcg/Applications/201502-11.pdf
201502-08 | T-Mobile | Antenna Change Out | Minor Modification | University Gardens | 292 | 440 | University Blvd | Silver Spring | R-60 | Korean Community Sr. Housing |  | Private | 39.0072 | -76.9972 | Building | 54 | 0 | Andrew Senker | 2014-12-23 | 2015-02-20 | Withdrawn | 7WAN253A
201502-01 | AT&T Wireless | Antenna Change Out | Minor Modification | Sunrise Apts | 149 | 19310 | Club House Rd | Gaithersburg | R-10 | Sunrise Assisted Living |  | Private | 39.1738 | -77.2027 | Building | 70 | 0 | A. Knubel | 2014-12-19 | 2015-02-04 | Recommended | LTE 2C Brassie PL |  | https://s3.amazonaws.com/montgomerycountytfcg/Applications/201502-01.pdf
201502-02 | AT&T Wireless | Antenna Change Out | Minor Modification | Londonderry Apts | 17 | 17060 | King James Way | Gaithersburg | R-20 | Londonderry Afforadable LLC |  | Private | 39.1361 | -77.2069 | Building | 81 | 0 | A. Knubel | 2014-12-19 | 2015-02-04 | Recommended | LTE 2C Londonderry tower |  | https://s3.amazonaws.com/montgomerycountytfcg/Applications/201502-02.pdf
201502-03 | AT&T Wireless | Antenna Change Out | Minor Modification | Grosvenor House Apts | 14 | 10101 | Grosvenor Pl | Rockville | R-10 | Grosvenor Park |  | Private | 39.0233 | -77.1044 | Building | 174 | 0 | A. Knubel | 2014-12-19 | 2015-02-04 | Recommended | LTE 2C Grosvenor Tower |  | https://s3.amazonaws.com/montgomerycountytfcg/Applications/201502-03.pdf
201502-04 | AT&T Wireless | Antenna Change Out | Minor Modification | Rock Creek Terrace Apts | 8 | 12630 | Veirs Mill Rd | Rockville | R-10 | Rock Creek Terrace LP |  | Private | 39.0631 | -77.0964 | Building | 153 | 0 | A. Knubel | 2014-12-19 | 2015-02-04 | Recommended | LTE 2C Walbridge |  | https://s3.amazonaws.com/montgomerycountytfcg/Applications/201502-04.pdf
201502-05 | AT&T Wireless | Antenna Change Out | Minor Modification | Pepco 103-S | 346 | 8700 | Snouffer School Rd | Gaithersburg | R-200 | Pepco | Pepco | Private | 39.1861 | -77.1791 | Tower | 126.5 | 0 | A. Knubel | 2014-12-19 | 2015-02-04 | Recommended | LTE 2C Neelsville |  | https://s3.amazonaws.com/montgomerycountytfcg/Applications/201502-05.pdf
201502-06 | AT&T Wireless | Antenna Change Out | Minor Modification | Seneca Ayr Farm | 68 | 13100 | Old Baltimore Rd West | Boyds | IL-1.0 H-50 | Linthicum Properties Management LLC | Crown Castle | Private | 39.2124 | -77.2755 | Monopole | 140 | 0 | A. Knubel | 2014-12-19 | 2015-02-04 | Recommended | LTE 2C Vaden Ter |  | https://s3.amazonaws.com/montgomerycountytfcg/Applications/201502-06.pdf
201502-07 | AT&T Wireless | Antenna Change Out | Minor Modification | Super Fresh Shopping Ctr. | 52 | 3901 | Aspen Hill Rd | Silver Spring | CRT-2.25 C-1.5 R-0.75 H-75 | LDG Inc |  | Private | 39.0821 | -77.079 | Monopole | 116 | 0 | A. Knubel | 2014-12-19 | 2015-02-04 | Recommended | LTE 2C Aspen Hill |  | https://s3.amazonaws.com/montgomerycountytfcg/Applications/201502-07.pdf
201501-01 | Verizon Wireless | Equipment Change Out | Minor Modification | 6900 Wisconsin | 332 | 6900 | Wisconsin Ave | Chevy Chase | CR-3.0 | 6900 Wisconsin LLC |  | Private | 38.9785 | -77.0917 | Building | 80 | 0 | J. Epstein | 2014-11-26 | 2015-02-20 | Withdrawn | Bethesda South
201412-14 | Verizon Wireless | Small cell antenna | Colocation | McDonalds Light Pole | 484 | 7200 | Muncaster Mill Rd | Rockville | CRT-0.75 | Redmill Shop Ctr Asc LP |  | Public | 39.1455 | -77.1445 | Monopole | 35 | 0 | M. Weiland | 2014-11-12 | 2015-02-04 | Recommended | Verizon Wireless-McDonalds 190694 |  | https://s3.amazonaws.com/montgomerycountytfcg/Applications/201412-14.pdf
201412-13 | Verizon Wireless | Antenna Change Out | Minor Modification | Verizon Building | 36 | 13100 | Columbia Pike | Silver Spring | EOF-0.75 H-100 T | Chesapeake and Potomac Tele Co MD |  | Private | 39.0713 | -76.9589 | Building | 68 | 0 | J. Epstein | 2014-11-06 | 2014-12-03 | Recommended | Chesapeake |  | https://s3.amazonaws.com/montgomerycountytfcg/Applications/201412-13.pdf
201412-12 | Verizon Wireless | Colocation | Colocation | Pepco 674-E | 170 | 5200 | Olney-Laytonsville Rd | Olney | RE-1 | Pepco | Pepco | Private | 39.1798 | -77.1045 | Tower | 147.5 | 0 | Arun Sudama | 2014-11-05 | 2015-04-01 | Recommended | Brass Bucket |  | https://s3.amazonaws.com/montgomerycountytfcg/Applications/201412-12.pdf
201412-10 | Verizon Wireless | Antenna Change Out | Minor Modification | EZ Storage - Takoma Park | 388 | 1352 | Holton Ln | Adelphi | CRT-2.5 C-2.5 R-1.5 H-80 | Takoma Park Land LLLP |  | Private | 38.9858 | -76.9853 | Building | 33.3 | 0 | J. Epstein | 2014-10-31 | 2014-12-03 | Recommended | Langely Park |  | https://s3.amazonaws.com/montgomerycountytfcg/Applications/201412-10.pdf
201412-11 | Verizon Wireless | Antenna Change Out | Minor Modification | Park Ritchie Apts | 48 | 7600 | Maple Ave | Takoma Park | R-10 | Park Ritchie LLC |  | Private | 38.9839 | -77.008 | Building | 151 | 0 | J. Epstein | 2014-10-31 | 2014-12-03 | Recommended | Takoma Park |  | https://s3.amazonaws.com/montgomerycountytfcg/Applications/201412-11.pdf
201412-07 | Verizon Wireless | Colocation | Colocation | Aspen Hill - Small cell 3 | 480.03 | 13601 | Connecticut Ave | Silver Spring | NR-0.75 | Aspen Hill Ventures, LLC |  | Private | 39.0793 | -77.0798 | Light Pole | 38 | 0 | Harold Bernadzikowski | 2014-10-29 | 2014-12-03 | Recommended | Aspen Hill Small Cell 3 |  | https://s3.amazonaws.com/montgomerycountytfcg/Applications/201412-07.pdf
201412-06 | Verizon Wireless | New Monopole | New | DJW Monopole | 481 | 14495 | Southlawn Ln | Rockville | IH-2.5, H-70 | DJW | DJW LLC | Private | 39.0941 | -77.142 | Monopole | 74 | 0 | Harold Bernadzikowski | 2014-10-29 | 2014-12-03 | Recommended | Southlawn |  | https://s3.amazonaws.com/montgomerycountytfcg/Applications/201412-06.pdf
201412-08 | Verizon Wireless | Colocation | Colocation | Aspen Hill - Small cell 2 | 480.01 | 13601 | Connecticut Ave | Silver Spring | NR-0.75 | Aspen Hill Ventures, LLC |  | Private | 39.078 | -77.0804 | Light Pole | 43 | 0 | Harold Bernadzikowski | 2014-10-29 | 2014-12-03 | Recommended | Aspen Hill Small Cell 2 |  | https://s3.amazonaws.com/montgomerycountytfcg/Applications/201412-08.pdf
201412-09 | Verizon Wireless | Colocation | Colocation | Aspen Hill - Small cell 1 | 480.02 | 13601 | Connecticut Ave | Silver Spring | NR-0.75 | Aspen Hill Ventures, LLC |  | Private | 39.0802 | -77.0785 | Light Pole | 41 | 0 | Harold Bernadzikowski | 2014-10-29 | 2015-04-03 | Withdrawn | Aspen Hill Small Cell 1
201412-05 | Verizon Wireless | Antenna Change Out | Minor Modification | Pepco 688-W | 333 | 4270 | Sir Walter Rd | Olney | R-200 | Pepco | Pepco | Private | 39.143 | -77.0842 | Tower | 152 | 0 | J. Epstein | 2014-10-27 | 2014-12-03 | Recommended | Bready Road |  | https://s3.amazonaws.com/montgomerycountytfcg/Applications/201412-05.pdf
201412-01 | Verizon Wireless | Equipment Change Out | Minor Modification | Maplewood Park | 212 | 9707 | Old Georgetown Rd | Bethesda | RT-12.5 | The Maplewood Entities |  | Private | 39.0149 | -77.1161 | Building | 56 | 0 | J. Epstein | 2014-10-24 | 2014-12-03 | Recommended | Oakmont |  | https://s3.amazonaws.com/montgomerycountytfcg/Applications/201412-01.pdf
201412-02 | Verizon Wireless | Equipment Change Out | Minor Modification | Quail Hill Farms | 90 | 301 | Quailhill Drive | Brookeville | R | Andrew Austin |  | Private | 39.1628 | -77.0056 | Monopole | 170 | 0 | J. Epstein | 2014-10-24 | 2014-12-03 | Recommended | Ashton |  | https://s3.amazonaws.com/montgomerycountytfcg/Applications/201412-02.pdf
201412-03 | Verizon Wireless | Equipment Change Out | Minor Modification | Pepco 621-S | 403 | 12400 Block of | Falconbridge Dr | Gaithersburg | R-200 | Pepco | Pepco | Private | 39.1007 | -77.2559 | Tower | 126 | 0 | J. Epstein | 2014-10-24 | 2014-12-03 | Recommended | Chestnut |  | https://s3.amazonaws.com/montgomerycountytfcg/Applications/201412-03.pdf
201412-04 | Sprint/Nextel | Equipment Change Out | Minor Modification | WSSC Great Seneca | 295 | 12600 | Great Seneca Hwy | Germantown | R-200 | WSSC | WSSC | Private | 39.142 | -77.2744 | Tower | 200 | 0 | D. Montgomery | 2014-10-24 | 2014-12-03 | Recommended | WA60XC234 |  | https://s3.amazonaws.com/montgomerycountytfcg/Applications/201412-04.pdf
201411-14 | MetroRadio | Antenna Change Out | Minor Modification | Pinnacle Towers | 21 | 5202 | River Rd | Bethesda | IM-2.5 H-50 | Pinnacle Towers Inc |  | Private | 38.9639 | -77.1047 | Tower | 744.5 | 0 | R. Ivey | 2014-10-15 | 2014-11-15 | Recommended | Bethesda |  | https://s3.amazonaws.com/montgomerycountytfcg/Applications/201411-14.pdf
201411-11 | Verizon Wireless | Antenna Change Out | Minor Modification | Trolley Museum | 336 | 1313 | Bonifant Rd | Silver Spring | RE-2 | M-NCPPC | M-NCPPC | Public | 39.0971 | -77.0327 | Monopole | 135 | 0 | J. Epstein | 2014-10-10 | 2014-11-15 | Recommended | Brookside Garden |  | https://s3.amazonaws.com/montgomerycountytfcg/Applications/201411-11.pdf
201411-12 | Sirius XM | Antenna Change Out | Minor Modification | Berkshire Towers | 42.01 | 11235 | Oak Leaf Dr | Silver Spring | R-10 | Enclave Holdings LLC Nonconnah Holdings LLC |  | Private | 39.0413 | -76.9934 | Building | 165 | 0 | T. Whiteford | 2014-10-10 | 2014-12-03 | Recommended | WDC301A |  | https://s3.amazonaws.com/montgomerycountytfcg/Applications/201411-12.pdf
201411-13 | Verizon Wireless | Antenna Change Out | Colocation | Silver Spring Metro | 483 | 1335 | East-West Hwy | Silver Spring | CR-8.0 | United States Governement |  | Private | 38.9935 | -77.0316 | Building | 106 | 0 | Arun Sudama | 2014-10-10 | 2014-12-03 | Recommended | Silver Spring Metro |  | https://s3.amazonaws.com/montgomerycountytfcg/Applications/201411-13.pdf
201411-07 | Verizon Wireless | Antenna Change Out | Minor Modification | Old Burtonsville VFD | 64 | 15430 | Old Columbia Pike | Burtonsville | CRT-1.5 C-1.0 R-1.25 H-70 | Burtonsville VFD | Fire | Private | 39.1102 | -76.9367 | Monopole | 180 | 0 | J. Epstein | 2014-10-09 | 2014-11-15 | Recommended | Burtonsville Manor |  | https://s3.amazonaws.com/montgomerycountytfcg/Applications/201411-07.pdf
201411-08 | Verizon Wireless | Equipment Change Out | Minor Modification | Ferguson Farm | 63 | 14825 | Comus Rd | Boyds | AR | John W. Ferguson |  | Private | 39.2448 | -77.3004 | Tower | 193 | 0 | J. Epstein | 2014-10-09 | 2014-11-15 | Recommended | Clarksburg |  | https://s3.amazonaws.com/montgomerycountytfcg/Applications/201411-08.pdf
201411-09 | AT&T Mobility | Existing Building | Colocation | National 4-H Council Bldg | 44 | 7100 | Connecticut Ave | Chevy Chase | R-60 | National 4-H Council |  | Private | 38.981 | -77.0788 | Building | 36 | 0 | Phil Stetler | 2014-10-09 | 2014-11-15 | Recommended | Raymond Street |  | https://s3.amazonaws.com/montgomerycountytfcg/Applications/201411-09.pdf
201411-10 | Sprint/Nextel | Antenna Change Out | Minor Modification | Berkshire Towers | 42.01 | 11235 | Oak Leaf Dr | Silver Spring | R-10 | Enclave Holdings LLC Nonconnah Holdings LLC |  | Private | 39.0413 | -76.9934 | Building | 165 | 0 | Justin Blanset | 2014-10-09 | 2014-11-15 | Recommended | DC03XC048 |  | https://s3.amazonaws.com/montgomerycountytfcg/Applications/201411-10.pdf
201411-06 | Verizon Wireless | Antenna Change Out | Minor Modification | Grosvenor Station | 191 | 10301 | Grosvenor Pl | Rockville | R-10 | Grosvenor Tower LP |  | Private | 39.0261 | -77.1068 | Building | 173.5 | 0 | J. Epstein | 2014-10-03 | 2014-11-15 | Recommended | Grosvenor |  | https://s3.amazonaws.com/montgomerycountytfcg/Applications/201411-06.pdf
201411-02 | Verizon Wireless | Antenna Change Out | Minor Modification | Cabin John Water Tank | 132 | 6711 | Tomlinson Terr | Cabin John | R-200 | WSSC | WSSC | Public | 38.9782 | -77.1597 | Water Tank | 133.5 | 0 | J. Epstein | 2014-09-30 | 2014-11-15 | Recommended | Cabin John |  | https://s3.amazonaws.com/montgomerycountytfcg/Applications/201411-02.pdf
201411-03 | Verizon Wireless | Antenna Change Out | Minor Modification | Pepco 81-N | 398 | 11500 | Game Preserve Rd | Gaithersburg | R-200 | Pepco | Pepco | Private | 39.1572 | -77.2366 | Tower | 131.5 | 0 | J. Epstein | 2014-09-30 | 2014-11-15 | Recommended | Goodport |  | https://s3.amazonaws.com/montgomerycountytfcg/Applications/201411-03.pdf
201411-05 | Sprint/Nextel | Colocation | Colocation | Oakview Recreation Assoc. | 344 | 1101 | Corliss St | Silver Spring | R-90 | Oakview Recreation Association |  | Private | 39.017 | -76.99 | Monopole | 120 | 0 | C. Shaffer | 2014-09-30 | 2014-11-15 | Recommended | WA73XC301D |  | https://s3.amazonaws.com/montgomerycountytfcg/Applications/201411-05.pdf
201411-01 | Verizon Wireless | Antenna Change Out | Minor Modification | Oakmont Monopole | 3 | 16801 | Oakmont Ave | Gaithersburg | IM-2.5 H-50 | 16801 Oakmont Avenue LLC |  | Private | 39.1315 | -77.174 | Monopole | 191 | 0 | J. Epstein | 2014-09-19 | 2014-11-15 | Recommended | Shady Grove |  | https://s3.amazonaws.com/montgomerycountytfcg/Applications/201411-01.pdf
201410-11 | Verizon Wireless | Antenna Change Out | Colocation | Crescent Bldg | 84 | 4600 | East-West Hwy | Bethesda | CR-5.0 C-5.0 R-4.75 H-175 | Bethesda Crescent 4600 CO Limited Prtnrship |  | Private | 38.9845 | -77.0929 | Building | 128.83 | 0 | Arun Sudama | 2014-09-11 | 2014-11-15 | Recommended | BCC |  | https://s3.amazonaws.com/montgomerycountytfcg/Applications/201410-11.pdf
201410-12 | Verizon Wireless | Antenna Change Out | Minor Modification | 6110 Executive Blvd | 171 | 6110 | Executive Blvd | Rockville | EOF-0.75 | Washington REIT |  | Private | 39.048 | -77.1241 | Building | 110 | 0 | Arun Sudama | 2014-09-11 | 2014-10-01 | Recommended | Sedwick |  | https://s3.amazonaws.com/montgomerycountytfcg/Applications/201410-12.pdf
201410-06 | Sprint/Nextel | Antenna Change Out | Minor Modification | Benmar Property | 125 | 23000 | Whites Ferry Rd (18500 Elmers School Rd) | Dickerson | AR | Tower Road LLC |  | Private | 39.1574 | -77.4854 | Tower | 230 | 0 | D. Montgomery | 2014-08-29 | 2014-10-01 | Recommended | Elmer School |  | https://s3.amazonaws.com/montgomerycountytfcg/Applications/201410-06.pdf
201410-07 | Sprint/Nextel | Antenna Change Out | Minor Modification | Hampshire Greens Tank | 139 | 15916 | New Hampshire Ave | Spencerville | RE-2C | Maryland National Capital Park & Planning Comm | WSSC | Public | 39.1203 | -76.9917 | Water Tank | 150 | 0 | D. Montgomery | 2014-08-29 | 2014-10-01 | Recommended | WSSC Hampshire Green |  | https://s3.amazonaws.com/montgomerycountytfcg/Applications/201410-07.pdf
201410-08 | Sprint/Nextel | Antenna Change Out | Minor Modification | Layhill Rd | 242 | 14301 | Layhill Rd | Silver Spring | EOF-1.5, H-75 | Layhill Associates LLC |  | Private | 39.091 | -77.0444 | Building | 24 | 0 | D. Montgomery | 2014-08-29 | 2014-10-01 | Recommended | Layhill Village |  | https://s3.amazonaws.com/montgomerycountytfcg/Applications/201410-08.pdf
201410-09 | Sprint/Nextel | Antenna Change Out | Minor Modification | Olney Water Tank | 25 | 17710 | Buehler Rd | Olney | RT-12.5 | WSSC | WSSC | Public | 39.1478 | -77.0644 | Water Tank | 118 | 0 | D. Montgomery | 2014-08-29 | 2014-10-01 | Recommended | Olney Water Tank |  | https://s3.amazonaws.com/montgomerycountytfcg/Applications/201410-09.pdf
201410-10 | Verizon Wireless | Existing Monopole | Colocation | Wildlife Club Monopole | 428 | 26430 | Mullinix Mill Rd | Mt. Airy | AR | Wildlife Achievement Club |  | Private | 39.2927 | -77.153 | Monopole | 149 | 0 | Arun Sudama | 2014-08-29 | 2015-04-01 | Not recommended | Boot Jack |  | https://s3.amazonaws.com/montgomerycountytfcg/Applications/201410-10.pdf
201410-05 | Verizon Wireless | Antenna Change Out | Minor Modification | Quail Hill Farms | 90 | 301 | Quailhill Drive | Brookeville | R | Andrew Austin |  | Private | 39.1628 | -77.0056 | Monopole | 170 | 0 | Arun Sudama | 2014-08-20 | 2014-10-01 | Recommended | Ashton |  | https://s3.amazonaws.com/montgomerycountytfcg/Applications/201410-05.pdf
201410-03 | Verizon Wireless | Antenna Change Out | Minor Modification | Colesville Monopole | 76 | 49 | Randolph Rd | Colesville | NR-0.75 H-45 | A.I. GLENVIEW LLC M & ML PATRIOT LLC ETAL |  | Private | 39.0764 | -77.0028 | Monopole | 150 | 0 | Arun Sudama | 2014-08-15 | 2014-10-01 | Recommended | Colesville |  | https://s3.amazonaws.com/montgomerycountytfcg/Applications/201410-03.pdf
201410-04 | Verizon Wireless | Antenna Change Out | Minor Modification | Concord Building | 355 | 10605 | Concord St | Kensington | CRT-1.5 C-1.5 R-1.0 H-60 | Cadlerock's Concord Building LLC |  | Private | 39.0302 | -77.0747 | Building | 67 | 0 | Arun Sudama | 2014-08-15 | 2014-10-01 | Recommended | Kensington |  | https://s3.amazonaws.com/montgomerycountytfcg/Applications/201410-04.pdf
201410-01 | T-Mobile | Antenna Change Out | Minor Modification | Public Storage Prosperity | 402 | 12355 | Prosperity Dr | Silver Spring | CR-0.75 C-0.75 R-0.25 H-75 | Public Storage LP |  | Private | 39.0579 | -76.9655 | Monopole | 140 | 0 | Steven Fanshaw | 2014-08-14 | 2014-10-01 | Recommended | 7WAN1241 |  | https://s3.amazonaws.com/montgomerycountytfcg/Applications/201410-01.pdf
201410-02 | T-Mobile | Antenna Change Out | Minor Modification | Public Storage Briggs Chaney | 415 | 3351 | Briggs Chaney Rd | Silver Spring | EOF-0.75, H-100 T | Shurgard Maryland Properties Inc |  | Private | 39.075 | -76.9422 | Monopole | 140 | 0 | Steven Fanshaw | 2014-08-14 | 2014-10-01 | Recommended | 7WAN285K |  | https://s3.amazonaws.com/montgomerycountytfcg/Applications/201410-02.pdf
201409-11 | AT&T Wireless | Colocation | Colocation | Parkside Plaza | 255 | 9039 | Sligo Creek Pkwy | Silver Spring | R-10 | Parkside Plaza Condo |  | Private | 39.0042 | -77.0136 | Building | 150 | 0 | Phil Stetler | 2014-08-13 | 2014-09-05 | Recommended | Ellsworth |  | https://s3.amazonaws.com/montgomerycountytfcg/Applications/201409-11.pdf
201409-09 | Verizon Wireless | Antenna Change Out | Minor Modification | Extra Space Storage | 350 | 19500 | Frederick Rd | Germantown | GR-1.5 H-45 | Extra Space Properties 131 LLC |  | Private | 39.1755 | -77.24 | Monopole | 120 | 0 | Joshua Schakola | 2014-08-07 | 2014-10-01 | Recommended | Running Cedar |  | https://s3.amazonaws.com/montgomerycountytfcg/Applications/201409-09.pdf
201409-10 | AT&T Wireless | Equipment Change Out | Minor Modification | Woodside Water Tank | 1 | 1945 | Seminary Pl | Silver Spring | R-60 | WSSC | WSSC | Public | 39.0099 | -77.0425 | Water Tank | 117 | 0 | Phil Stetler | 2014-08-07 | 2014-09-05 | Recommended | AWE-Boyer Place |  | https://s3.amazonaws.com/montgomerycountytfcg/Applications/201409-10.pdf
201409-04 | T-Mobile | Antenna Change Out | Minor Modification | Easterday Property | 186 | 9265 | Brown Church Rd | Mt. Airy | AR | Easterday Louise Et Al |  | Private | 39.3294 | -77.1886 | Tower | 250 | 0 | Andrew Senker | 2014-08-06 | 2014-10-01 | Recommended | Easterday |  | https://s3.amazonaws.com/montgomerycountytfcg/Applications/201409-04.pdf
201409-05 | T-Mobile | Antenna Change Out | Minor Modification | Pepco 10-S | 231 | 0 | Martinsburg Rd | Dickerson | AR | Pepco | Pepco | Private | 39.2066 | -77.4359 | Tower | 160 | 0 | Andrew Senker | 2014-08-06 | 2014-10-01 | Recommended | 7WAN153B |  | https://s3.amazonaws.com/montgomerycountytfcg/Applications/201409-05.pdf
201409-06 | T-Mobile | Equipment Change Out | Minor Modification | St. Patrick's Church | 28 | 4101 | Norbeck Rd | Rockville | RE-1 | St. Patrick's Church | Church | Private | 39.1087 | -77.082 | Building | 75 | 0 | Andrew Senker | 2014-08-06 | 2014-10-01 | Recommended | St. Patricks Church |  | https://s3.amazonaws.com/montgomerycountytfcg/Applications/201409-06.pdf
201409-07 | T-Mobile | Equipment Change Out | Minor Modification | Cabin John VFW Post | 60 | 11511 | MacArthur Blvd | Potomac | RE-2 | Cabin John Memorial Post 5633 |  | Private | 38.9963 | -77.2381 | Monopole | 126 | 0 | Andrew Senker | 2014-08-06 | 2014-10-01 | Recommended | Cabin John VFW Post |  | https://s3.amazonaws.com/montgomerycountytfcg/Applications/201409-07.pdf
201409-08 | T-Mobile | Equipment Change Out | Minor Modification | Core Building | 290 | 12800 | Middlebrook Rd | Germantown | CR-1.25 | Gunners Lake Thirteen LP |  | Private | 39.1767 | -77.2653 | Building | 64 | 0 | Andrew Senker | 2014-08-06 | 2014-10-01 | Recommended | Core Building |  | https://s3.amazonaws.com/montgomerycountytfcg/Applications/201409-08.pdf
201409-04-01 | T-Mobile | Antenna Change Out | Minor Modification | WSSC Great Seneca | 295 | 12600 | Great Seneca Hwy | Germantown | R-200 | WSSC | WSSC | Private | 39.142 | -77.2744 | Tower | 200 | 0 | Andrew Senker | 2014-08-06 | 2014-10-01 | Recommended | WSSC Great Seneca |  | https://s3.amazonaws.com/montgomerycountytfcg/Applications/201409-04-01.pdf
201409-05-01 | T-Mobile | Antenna Change Out | Minor Modification | Pepco-Cabin John | 160.01 |  | MacArthur Blvd & I-495 | Cabin John | R-200 | Pepco | Pepco | Private | 38.976 | -77.179 | Tower | 80 | 0 | Andrew Senker | 2014-08-06 | 2014-10-01 | Recommended | 7WAN108A |  | https://s3.amazonaws.com/montgomerycountytfcg/Applications/201409-05-01.pdf
201409-05-02 | T-Mobile | Antenna Change Out | Minor Modification | Pepco 96-R | 431 | 21612 | New Hampshire Ave | Brookeville | RC | Pepco | Pepco | Private | 39.21 | -77.0414 | Tower | 155 | 0 | Andrew Senker | 2014-08-06 | 2014-10-01 | Recommended | WAN498 |  | https://s3.amazonaws.com/montgomerycountytfcg/Applications/201409-05-02.pdf
201409-12 | Verizon Wireless | Colocation | Colocation | Flower Hill Shopping Center | 500 | 18250 | Flower Hill Way | Gaithersburg | PNZ | PCO Limited Partnership |  | Public | 39.1555 | -77.1651 | Light Pole | 33 | 0 | J. Andrews | 2014-08-05 | 2014-10-01 | Recommended | Stop & Shop GL042 |  | https://s3.amazonaws.com/montgomerycountytfcg/Applications/201409-12.pdf
201409-03 | Sprint/Nextel | Antenna Change Out | Minor Modification | Garland Towers | 394 | 8221 | Garland Ave | Takoma Park | R-10 | Connecticut Avenue LLP |  | Private | 38.9926 | -76.9998 | Building | 77 | 0 | D. Bookman | 2014-07-25 | 2014-09-05 | Recommended | WA60XC209 |  | https://s3.amazonaws.com/montgomerycountytfcg/Applications/201409-03.pdf
201409-02 | Pfizer Aviation | Existing Building | Colocation | The Meadows | 258.01 | 12501 | Prosperity Dr | Silver Spring | CR-0.75 | PSB Meadows LLC |  | Private | 39.0597 | -76.9633 | Building | 54 | 0 | A. West | 2014-07-22 | 2014-09-05 | Recommended | Meadow 3 |  | https://s3.amazonaws.com/montgomerycountytfcg/Applications/201409-02.pdf
201409-01 | Verizon Wireless | Antenna Change Out | Minor Modification | Washington Baptist Church | 182 | 5144 | Massachusetts Ave | Bethesda | R-60 | Washington Jesus Baptist Church | Church | Private | 38.9507 | -77.1025 | Building | 35.8 | 0 | J. Andrews | 2014-07-17 | 2014-09-05 | Recommended | Delcarlia |  | https://s3.amazonaws.com/montgomerycountytfcg/Applications/201409-01.pdf
201408-04 | Verizon Wireless | MM DAS | Minor Modification | Pepco 739418-2615 | 55.01 | 7300 | Brickyard Rd | Potomac | R-200 | Montgomery County ROW | Pepco | Public | 38.9815 | -77.2138 | Utility Pole | 0 | -1 | Rebecca Hunter | 2014-07-14 | 2014-09-05 | Recommended | Montgomery South |  | https://s3.amazonaws.com/montgomerycountytfcg/Applications/201408-04.pdf
201408-05 | Verizon Wireless | MM DAS | Minor Modification | Pepco VZM20 | 619 | 14308 | Brickhowe Ct | Germantown | RC | Montgomery County ROW | Pepco | Private | 39.0959 | -77.2964 | Utility Pole | 38 | -1 | Rebecca Hunter | 2014-07-14 | 2014-09-05 | Recommended | Montgomery South |  | https://s3.amazonaws.com/montgomerycountytfcg/Applications/201408-05.pdf
201408-06 | Verizon Wireless | MM DAS | Minor Modification | Pepco 787468-6240 | 617 | 1912 | Norbeck Rd | Silver Spring | R-200 | Pepco | Pepco | Private | 39.1196 | -77.0424 | Utility Pole | 47 | -1 | Rebecca Hunter | 2014-07-14 | 2014-09-05 | Recommended |  |  | https://s3.amazonaws.com/montgomerycountytfcg/Applications/201408-06.pdf
201408-04-01 | Verizon Wireless | MM DAS | Minor Modification | Pepco 736417-9384 | 618.01 | 10615 | MacArthur Blvd | Potomac | R-200 | Pepco | Pepco | Private | 38.9807 | -77.2219 | Utility Pole | 51 | -1 | Rebecca Hunter | 2014-07-14 | 2014-09-05 | Recommended | Montgomery South |  | https://s3.amazonaws.com/montgomerycountytfcg/Applications/201408-04-01.pdf
201408-04-02 | Verizon Wireless | MM DAS | Minor Modification | Pepco 735419-430380 | 618.02 | 10790 | MacArthur Blvd | Potomac | R-200 | Pepco | Pepco | Private | 38.9849 | -77.2268 | Utility Pole | 46 | -1 | Rebecca Hunter | 2014-07-14 | 2014-09-05 | Recommended | Montgomery South |  | https://s3.amazonaws.com/montgomerycountytfcg/Applications/201408-04-02.pdf
201408-04-03 | Verizon Wireless | MM DAS | Minor Modification | Pepco 737423-1286 | 618.03 | 8620 | Brickyard Rd | Rockville | R-200 | Pepco | Pepco | Private | 38.9975 | -77.2216 | Utility Pole | 55 | -1 | Rebecca Hunter | 2014-07-14 | 2014-09-05 | Recommended | Montgomery South |  | https://s3.amazonaws.com/montgomerycountytfcg/Applications/201408-04-03.pdf
201408-04-04 | Verizon Wireless | MM DAS | Minor Modification | Pepco 737428-3018 | 618.04 |  | Falls Rd & Oaklyn Rd | Potomac | RE-2 | Pepco | Pepco | Private | 39.0091 | -77.2204 | Utility Pole | 56 | -1 | Rebecca Hunter | 2014-07-14 | 2014-09-05 | Recommended | Montgomery South |  | https://s3.amazonaws.com/montgomerycountytfcg/Applications/201408-04-04.pdf
201408-04-05 | Verizon Wireless | MM DAS | Minor Modification | Pepco 735425-1909 | 55.07 | 8810 | Falls Rd | Potomac | R-200 | Montgomery County ROW | Pepco | Public | 39.0006 | -77.2277 | Utility Pole | 0 | -1 | Rebecca Hunter | 2014-07-14 | 2014-09-05 | Recommended | Montgomery South |  | https://s3.amazonaws.com/montgomerycountytfcg/Applications/201408-04-05.pdf
201408-04-06 | Verizon Wireless | MM DAS | Minor Modification | Pepco 735423-2006 | 618.06 | 11032 | Fawsett Rd | Potomac | R-200 | Pepco | Pepco | Private | 38.995 | -77.2278 | Utility Pole | 41 | -1 | Rebecca Hunter | 2014-07-14 | 2014-09-05 | Recommended | Montgomery South |  | https://s3.amazonaws.com/montgomerycountytfcg/Applications/201408-04-06.pdf
201408-04-07 | Verizon Wireless | MM DAS | Minor Modification | Pepco 735420-8095 | 55.1 |  | MacArthur Blvd | Potomac | R-200 | Montgomery County ROW | Pepco | Public | 38.9892 | -77.2251 | Utility Pole | 0 | -1 | Rebecca Hunter | 2014-07-14 | 2014-09-05 | Recommended | Montgomery South |  | https://s3.amazonaws.com/montgomerycountytfcg/Applications/201408-04-07.pdf
201408-04-08 | Verizon Wireless | MM DAS | Minor Modification | Pepco 737421-8135 | 618.08 | 10600 | Belfast Pl | Rockville | R-200 | Pepco | Pepco | Private | 38.9898 | -77.2178 | Utility Pole | 56 | -1 | Rebecca Hunter | 2014-07-14 | 2014-09-05 | Recommended | Montgomery South |  | https://s3.amazonaws.com/montgomerycountytfcg/Applications/201408-04-08.pdf
201408-04-09 | Verizon Wireless | MM DAS | Minor Modification | Pepco 739417-2013 | 618.09 | 6900 | Brickyard Rd | Rockville | R-200 | Pepco | Pepco | Private | 38.9787 | -77.2135 | Utility Pole | 39 | -1 | Rebecca Hunter | 2014-07-14 | 2014-09-05 | Recommended | Montgomery South |  | https://s3.amazonaws.com/montgomerycountytfcg/Applications/201408-04-09.pdf
201408-04-10 | Verizon Wireless | MM DAS | Minor Modification | Pepco 735426-8924 | 618.1 | 9010 | Falls Rd | Potomac | R-200 | Pepco | Pepco | Private | 39.0037 | -77.2253 | Utility Pole | 66 | -1 | Rebecca Hunter | 2014-07-14 | 2014-09-05 | Recommended | Montgomery South |  | https://s3.amazonaws.com/montgomerycountytfcg/Applications/201408-04-10.pdf
201408-04-11 | Verizon Wireless | MM DAS | Minor Modification | Pepco 730438-7918 | 618.11 | 11700 | River Rd | Rockville | RE-2 | SHA Row | Pepco | Private | 39.0364 | -77.2433 | Utility Pole | 59.5 | -1 | Rebecca Hunter | 2014-07-14 | 2014-09-05 | Recommended | Montgomery South |  | https://s3.amazonaws.com/montgomerycountytfcg/Applications/201408-04-11.pdf
201408-04-12 | Verizon Wireless | MM DAS | Minor Modification | Pepco 747426-420290 | 618.12 | 9101 | River Rd | Rockville | R-200 | SHA Row | Pepco | Private | 39.0038 | -77.1847 | Utility Pole | 60 | -1 | Rebecca Hunter | 2014-07-14 | 2014-09-05 | Recommended | Montgomery South |  | https://s3.amazonaws.com/montgomerycountytfcg/Applications/201408-04-12.pdf
201408-04-13 | Verizon Wireless | MM DAS | Minor Modification | Pepco 745424-880250 | 618.13 | 8715 | Persimmon Tree Rd | Rockville | R-200 | Montgomery County ROW | Pepco | Private | 38.9983 | -77.1901 | Utility Pole | 52 | -1 | Rebecca Hunter | 2014-07-14 | 2014-09-05 | Recommended | Montgomery South |  | https://s3.amazonaws.com/montgomerycountytfcg/Applications/201408-04-13.pdf
201408-04-14 | Verizon Wireless | MM DAS | Minor Modification | Pepco 742427-120910 | 618.14 | 9905 | Logan Dr | Rockville | R-200 | Montgomery County ROW | Pepco | Private | 39.0083 | -77.2033 | Utility Pole | 38 | -1 | Rebecca Hunter | 2014-07-14 | 2014-09-05 | Recommended | Montgomery South |  | https://s3.amazonaws.com/montgomerycountytfcg/Applications/201408-04-14.pdf
201408-04-15 | Verizon Wireless | MM DAS | Minor Modification | Pepco 749420-250620 | 618.15 | 8501 | Country Club Dr | Rockville | RE-2 | Montgomery County ROW | Pepco | Private | 38.9883 | -77.1782 | Utility Pole | 48 | -1 | Rebecca Hunter | 2014-07-14 | 2014-09-05 | Recommended | Montgomery South |  | https://s3.amazonaws.com/montgomerycountytfcg/Applications/201408-04-15.pdf
201408-04-16 | Verizon Wireless | MM DAS | Minor Modification | Pepco VZ M244 | 618.16 | 9540 | River Rd | Rockville | R-200 | SHA Row | Pepco | Private | 39.0109 | -77.1982 | Utility Pole | 43 | -1 | Rebecca Hunter | 2014-07-14 | 2014-09-05 | Recommended | Montgomery South |  | https://s3.amazonaws.com/montgomerycountytfcg/Applications/201408-04-16.pdf
201408-04-17 | Verizon Wireless | MM DAS | Minor Modification | Pepco 735435-850470 | 618.17 | 10420 | Riverwood Dr | Potomac | R-200 | SHA Row | Pepco | Private | 39.029 | -77.2256 | Utility Pole | 41 | -1 | Rebecca Hunter | 2014-07-14 | 2014-09-05 | Recommended | Montgomery South |  | https://s3.amazonaws.com/montgomerycountytfcg/Applications/201408-04-17.pdf
201408-04-18 | Verizon Wireless | MM DAS | Minor Modification | Pepco 733438-450250 | 618.18 | 34 | Piney Meetinghouse Ct | Rockville | R-200 | Montgomery County ROW | Pepco | Private | 39.0366 | -77.2339 | Utility Pole | 55 | -1 | Rebecca Hunter | 2014-07-14 | 2014-09-05 | Recommended | Montgomery South |  | https://s3.amazonaws.com/montgomerycountytfcg/Applications/201408-04-18.pdf
201408-04-19 | Verizon Wireless | MM DAS | Minor Modification | Pepco 736442-2405 | 618.19 | 11700 | Glen Ct | Rockville | R-200 | Pepco | Pepco | Private | 39.0478 | -77.2301 | Utility Pole | 43 | -1 | Rebecca Hunter | 2014-07-14 | 2014-09-05 | Recommended | Montgomery South |  | https://s3.amazonaws.com/montgomerycountytfcg/Applications/201408-04-19.pdf
201408-04-20 | Verizon Wireless | MM DAS | Minor Modification | Pepco 736442-3102 | 618.2 | 10905 | Glen Rd | Rockville | R-200 | Montgomery County ROW | Pepco | Private | 39.047 | -77.2239 | Utility Pole | 43 | -1 | Rebecca Hunter | 2014-07-14 | 2014-09-05 | Recommended | Montgomery South |  | https://s3.amazonaws.com/montgomerycountytfcg/Applications/201408-04-20.pdf
201408-04-21 | Verizon Wireless | MM DAS | Minor Modification | Pepco 738441-2166 | 618.21 | 15540 | S Glen Rd | Rockville | R-200 | Montgomery County ROW | Pepco | Private | 39.046 | -77.2173 | Utility Pole | 43 | -1 | Rebecca Hunter | 2014-07-14 | 2014-09-05 | Recommended | Montgomery South |  | https://s3.amazonaws.com/montgomerycountytfcg/Applications/201408-04-21.pdf
201408-05-01 | Verizon Wireless | MM DAS | Minor Modification | Pepco 713455-1059 | 619.01 | 14700 | Seneca Rd | Germantown | RC | SHA Row | Pepco | Private | 39.0841 | -77.3058 | Utility Pole | 42 | -1 | Rebecca Hunter | 2014-07-14 | 2014-09-05 | Recommended | Montgomery South |  | https://s3.amazonaws.com/montgomerycountytfcg/Applications/201408-05-01.pdf
201408-05-02 | Verizon Wireless | MM DAS | Minor Modification | Pepco 710454-4062 | 619.02 | 15107 | Seneca Rd | Germantown | RC | SHA Row | Pepco | Private | 39.0814 | -77.3154 | Utility Pole | 42 | -1 | Rebecca Hunter | 2014-07-14 | 2014-09-05 | Recommended | Montgomery South |  | https://s3.amazonaws.com/montgomerycountytfcg/Applications/201408-05-02.pdf
201408-05-03 | Verizon Wireless | MM DAS | Minor Modification | Pepco 700466-0329 | 619.03 |  | Sugarland Rd | Poolesville | AR | Montgomery County ROW | Pepco | Private | 39.1133 | -77.352 | Utility Pole | 49 | -1 | Rebecca Hunter | 2014-07-14 | 2014-09-05 | Recommended | Montgomery South |  | https://s3.amazonaws.com/montgomerycountytfcg/Applications/201408-05-03.pdf
201408-05-04 | Verizon Wireless | MM DAS | Minor Modification | Pepco VZM41 | 619.04 | 14901 | Montevideo Rd | Poolesville | AR | Montgomery County ROW | Pepco | Private | 39.1018 | -77.3501 | Utility Pole | 43 | -1 | Rebecca Hunter | 2014-07-14 | 2014-09-05 | Recommended | Montgomery South |  | https://s3.amazonaws.com/montgomerycountytfcg/Applications/201408-05-04.pdf
201408-05-05 | Verizon Wireless | MM DAS | Minor Modification | Pepco 702485-0235 | 619.05 |  | Montevideo Rd | Poolesville | AR | Pepco | Pepco | Private | 39.0915 | -77.3448 | Utility Pole | 43 | -1 | Rebecca Hunter | 2014-07-14 | 2014-09-05 | Recommended | Montgomery South |  | https://s3.amazonaws.com/montgomerycountytfcg/Applications/201408-05-05.pdf
201408-05-06 | Verizon Wireless | MM DAS | Minor Modification | Pepco 695455-6837 | 619.06 |  | River Rd | Poolesville | AR | Montgomery County ROW | Pepco | Private | 39.0831 | -77.367 | Utility Pole | 43 | -1 | Rebecca Hunter | 2014-07-14 | 2014-09-05 | Recommended | Montgomery South |  | https://s3.amazonaws.com/montgomerycountytfcg/Applications/201408-05-06.pdf
201408-05-07 | Verizon Wireless | MM DAS | Minor Modification | Pepco 722443-9527 | 619.07 | 13120 | River Rd | Rockville | RE-2 | SHA Row | Pepco | Private | 39.0502 | -77.2709 | Utility Pole | 48 | -1 | Rebecca Hunter | 2014-07-14 | 2014-09-05 | Recommended | Montgomery South |  | https://s3.amazonaws.com/montgomerycountytfcg/Applications/201408-05-07.pdf
201408-05-08 | Verizon Wireless | MM DAS | Minor Modification | Pepco 712450-2951 | 619.08 | 14801 | River Rd | Rockville | RC | SHA Row | Pepco | Private | 39.0701 | -77.3085 | Utility Pole | 43 | -1 | Rebecca Hunter | 2014-07-14 | 2014-09-05 | Recommended | Montgomery South |  | https://s3.amazonaws.com/montgomerycountytfcg/Applications/201408-05-08.pdf
201408-06-01 | Verizon Wireless | MM DAS | Minor Modification | Pepco 785467-7838 | 111.03 | 2408(2412) | Norbeck Rd | Aspen Hill | R-200 | Pepco | Pepco | Public | 39.117 | -77.0497 | Utility Pole | 0 | -1 | Rebecca Hunter | 2014-07-14 | 2014-09-05 | Recommended | NOR-05 |  | https://s3.amazonaws.com/montgomerycountytfcg/Applications/201408-06-01.pdf
201408-06-02 | Verizon Wireless | MM DAS | Minor Modification | Pepco 783466-8627 | 617.02 |  | Norbeck Rd & Mt Everest Ln | Silver Spring | R-200 | Pepco | Pepco | Private | 39.1135 | -77.0565 | Utility Pole | 47 | -1 | Rebecca Hunter | 2014-07-14 | 2014-09-05 | Recommended | NOR-06 |  | https://s3.amazonaws.com/montgomerycountytfcg/Applications/201408-06-02.pdf
201408-06-03 | Verizon Wireless | MM DAS | Minor Modification | Pepco 786463-9659 | 111.05 | 15401 | Tierra Dr | Aspen Hill | R-200 | Pepco | Pepco | Public | 39.1064 | -77.0455 | Utility Pole | 0 | -1 | Rebecca Hunter | 2014-07-14 | 2014-09-05 | Recommended | NOR-07 |  | https://s3.amazonaws.com/montgomerycountytfcg/Applications/201408-06-03.pdf
201408-06-04 | Verizon Wireless | MM DAS | Minor Modification | Pepco 787465-0285 | 617.04 | 2010 | Flint Hill Rd | Silver Spring | R-200 | Pepco | Pepco | Private | 39.1126 | -77.0459 | Utility Pole | 47 | -1 | Rebecca Hunter | 2014-07-14 | 2014-09-05 | Recommended | NOR-08 |  | https://s3.amazonaws.com/montgomerycountytfcg/Applications/201408-06-04.pdf
201408-06-05 | Verizon Wireless | MM DAS | Minor Modification | Pepco 784465-5503 | 617.05 | 15501 | Radwick Ln | Silver Spring | R-200 | Pepco | Pepco | Private | 39.1104 | -77.0541 | Utility Pole | 48 | -1 | Rebecca Hunter | 2014-07-14 | 2014-09-05 | Recommended | NOR-10B |  | https://s3.amazonaws.com/montgomerycountytfcg/Applications/201408-06-05.pdf
201408-06-06 | Verizon Wireless | MM DAS | Minor Modification | Pepco 739418-2615 | 55.01 | 7300 | Brickyard Rd | Potomac | R-200 | Montgomery County ROW | Pepco | Public | 38.9815 | -77.2138 | Utility Pole | 0 | -1 | Rebecca Hunter | 2014-07-14 | 2014-09-05 | Recommended | MAD-02A |  | https://s3.amazonaws.com/montgomerycountytfcg/Applications/201408-06-06.pdf
201408-06-07 | Verizon Wireless | MM DAS | Minor Modification | Pepco 736417-9384 | 618.01 | 10615 | MacArthur Blvd | Potomac | R-200 | Pepco | Pepco | Private | 38.9807 | -77.2219 | Utility Pole | 51 | -1 | Rebecca Hunter | 2014-07-14 | 2014-09-05 | Recommended | MAD-03 |  | https://s3.amazonaws.com/montgomerycountytfcg/Applications/201408-06-07.pdf
201408-06-08 | Verizon Wireless | MM DAS | Minor Modification | Pepco 735419-430380 | 618.02 | 10790 | MacArthur Blvd | Potomac | R-200 | Pepco | Pepco | Private | 38.9849 | -77.2268 | Utility Pole | 46 | -1 | Rebecca Hunter | 2014-07-14 | 2014-09-05 | Recommended | MAD-04B |  | https://s3.amazonaws.com/montgomerycountytfcg/Applications/201408-06-08.pdf
201408-06-09 | Verizon Wireless | MM DAS | Minor Modification | Pepco 737423-1286 | 618.03 | 8620 | Brickyard Rd | Rockville | R-200 | Pepco | Pepco | Private | 38.9975 | -77.2216 | Utility Pole | 55 | -1 | Rebecca Hunter | 2014-07-14 | 2014-09-05 | Recommended | MAD-06 |  | https://s3.amazonaws.com/montgomerycountytfcg/Applications/201408-06-09.pdf
201408-06-10 | Verizon Wireless | MM DAS | Minor Modification | Pepco 737428-3018 | 618.04 |  | Falls Rd & Oaklyn Rd | Potomac | RE-2 | Pepco | Pepco | Private | 39.0091 | -77.2204 | Utility Pole | 56 | -1 | Rebecca Hunter | 2014-07-14 | 2014-09-05 | Recommended | MAD-07A |  | https://s3.amazonaws.com/montgomerycountytfcg/Applications/201408-06-10.pdf
201408-06-11 | Verizon Wireless | MM DAS | Minor Modification | Pepco 735425-1909 | 618.05 | 8810 | Falls Rd | Potomac | R-200 | Pepco | Pepco | Private | 39.0005 | -77.2276 | Utility Pole | 42 | -1 | Rebecca Hunter | 2014-07-14 | 2014-09-05 | Recommended | MAD-08 |  | https://s3.amazonaws.com/montgomerycountytfcg/Applications/201408-06-11.pdf
201408-06-12 | Verizon Wireless | MM DAS | Minor Modification | Pepco 735423-2006 | 618.06 | 11032 | Fawsett Rd | Potomac | R-200 | Pepco | Pepco | Private | 38.995 | -77.2278 | Utility Pole | 41 | -1 | Rebecca Hunter | 2014-07-14 | 2014-09-05 | Recommended | MAD-13 |  | https://s3.amazonaws.com/montgomerycountytfcg/Applications/201408-06-12.pdf
201408-06-13 | Verizon Wireless | MM DAS | Minor Modification | Pepco 735420-8095 | 55.1 |  | MacArthur Blvd | Potomac | R-200 | Montgomery County ROW | Pepco | Public | 38.9892 | -77.2251 | Utility Pole | 0 | -1 | Rebecca Hunter | 2014-07-14 | 2014-09-05 | Recommended | MAD-14 |  | https://s3.amazonaws.com/montgomerycountytfcg/Applications/201408-06-13.pdf
201408-06-14 | Verizon Wireless | MM DAS | Minor Modification | Pepco 737421-8135 | 618.08 | 10600 | Belfast Pl | Rockville | R-200 | Pepco | Pepco | Private | 38.9898 | -77.2178 | Utility Pole | 56 | -1 | Rebecca Hunter | 2014-07-14 | 2014-09-05 | Recommended | MAD-16 |  | https://s3.amazonaws.com/montgomerycountytfcg/Applications/201408-06-14.pdf
201408-06-15 | Verizon Wireless | MM DAS | Minor Modification | Pepco 739417-2013 | 618.09 | 6900 | Brickyard Rd | Rockville | R-200 | Pepco | Pepco | Private | 38.9787 | -77.2135 | Utility Pole | 39 | -1 | Rebecca Hunter | 2014-07-14 | 2014-09-05 | Recommended | MAD-17 |  | https://s3.amazonaws.com/montgomerycountytfcg/Applications/201408-06-15.pdf
201408-06-16 | Verizon Wireless | MM DAS | Minor Modification | Pepco 735426-8924 | 618.1 | 9010 | Falls Rd | Potomac | R-200 | Pepco | Pepco | Private | 39.0037 | -77.2253 | Utility Pole | 66 | -1 | Rebecca Hunter | 2014-07-14 | 2014-09-05 | Recommended | MAD-18 |  | https://s3.amazonaws.com/montgomerycountytfcg/Applications/201408-06-16.pdf
201408-06-17 | Verizon Wireless | MM DAS | Minor Modification | Pepco 730438-7918 | 618.11 | 11700 | River Rd | Rockville | RE-2 | SHA Row | Pepco | Private | 39.0364 | -77.2433 | Utility Pole | 59.5 | -1 | Rebecca Hunter | 2014-07-14 | 2014-09-05 | Recommended | NG4 |  | https://s3.amazonaws.com/montgomerycountytfcg/Applications/201408-06-17.pdf
201408-06-18 | Verizon Wireless | MM DAS | Minor Modification | Pepco 747426-420290 | 618.12 | 9101 | River Rd | Rockville | R-200 | SHA Row | Pepco | Private | 39.0038 | -77.1847 | Utility Pole | 60 | -1 | Rebecca Hunter | 2014-07-14 | 2014-09-05 | Recommended | S1 |  | https://s3.amazonaws.com/montgomerycountytfcg/Applications/201408-06-18.pdf
201408-06-19 | Verizon Wireless | MM DAS | Minor Modification | Pepco 745424-880250 | 618.13 | 8715 | Persimmon Tree Rd | Rockville | R-200 | Montgomery County ROW | Pepco | Private | 38.9983 | -77.1901 | Utility Pole | 52 | -1 | Rebecca Hunter | 2014-07-14 | 2014-09-05 | Recommended | S16 |  | https://s3.amazonaws.com/montgomerycountytfcg/Applications/201408-06-19.pdf
201408-06-20 | Verizon Wireless | MM DAS | Minor Modification | Pepco 742427-120910 | 618.14 | 9905 | Logan Dr | Rockville | R-200 | Montgomery County ROW | Pepco | Private | 39.0083 | -77.2033 | Utility Pole | 38 | -1 | Rebecca Hunter | 2014-07-14 | 2014-09-05 | Recommended | S17 |  | https://s3.amazonaws.com/montgomerycountytfcg/Applications/201408-06-20.pdf
201408-06-21 | Verizon Wireless | MM DAS | Minor Modification | Pepco 749420-250620 | 618.15 | 8501 | Country Club Dr | Rockville | RE-2 | Montgomery County ROW | Pepco | Private | 38.9883 | -77.1782 | Utility Pole | 48 | -1 | Rebecca Hunter | 2014-07-14 | 2014-09-05 | Recommended | S18 |  | https://s3.amazonaws.com/montgomerycountytfcg/Applications/201408-06-21.pdf
201408-06-22 | Verizon Wireless | MM DAS | Minor Modification | Pepco VZ M244 | 618.16 | 9540 | River Rd | Rockville | R-200 | SHA Row | Pepco | Private | 39.0109 | -77.1982 | Utility Pole | 43 | -1 | Rebecca Hunter | 2014-07-14 | 2014-09-05 | Recommended | S2 |  | https://s3.amazonaws.com/montgomerycountytfcg/Applications/201408-06-22.pdf
201408-06-23 | Verizon Wireless | MM DAS | Minor Modification | Pepco 735435-850470 | 618.17 | 10420 | Riverwood Dr | Potomac | R-200 | SHA Row | Pepco | Private | 39.029 | -77.2256 | Utility Pole | 41 | -1 | Rebecca Hunter | 2014-07-14 | 2014-09-05 | Recommended | S3 |  | https://s3.amazonaws.com/montgomerycountytfcg/Applications/201408-06-23.pdf
201408-06-24 | Verizon Wireless | MM DAS | Minor Modification | Pepco 733438-450250 | 618.18 | 34 | Piney Meetinghouse Ct | Rockville | R-200 | Montgomery County ROW | Pepco | Private | 39.0366 | -77.2339 | Utility Pole | 55 | -1 | Rebecca Hunter | 2014-07-14 | 2014-09-05 | Recommended | S5 |  | https://s3.amazonaws.com/montgomerycountytfcg/Applications/201408-06-24.pdf
201408-06-25 | Verizon Wireless | MM DAS | Minor Modification | Pepco 736442-2405 | 618.19 | 11700 | Glen Ct | Rockville | R-200 | Pepco | Pepco | Private | 39.0478 | -77.2301 | Utility Pole | 43 | -1 | Rebecca Hunter | 2014-07-14 | 2014-09-05 | Recommended | S6 |  | https://s3.amazonaws.com/montgomerycountytfcg/Applications/201408-06-25.pdf
201408-06-26 | Verizon Wireless | MM DAS | Minor Modification | Pepco 736442-3102 | 618.2 | 10905 | Glen Rd | Rockville | R-200 | Montgomery County ROW | Pepco | Private | 39.047 | -77.2239 | Utility Pole | 43 | -1 | Rebecca Hunter | 2014-07-14 | 2014-09-05 | Recommended | S7 |  | https://s3.amazonaws.com/montgomerycountytfcg/Applications/201408-06-26.pdf
201408-06-27 | Verizon Wireless | MM DAS | Minor Modification | Pepco 738441-2166 | 618.21 | 15540 | S Glen Rd | Rockville | R-200 | Montgomery County ROW | Pepco | Private | 39.046 | -77.2173 | Utility Pole | 43 | -1 | Rebecca Hunter | 2014-07-14 | 2014-09-05 | Recommended | S8 |  | https://s3.amazonaws.com/montgomerycountytfcg/Applications/201408-06-27.pdf
201408-06-28 | Verizon Wireless | MM DAS | Minor Modification | Pepco VZM20 | 619 | 14308 | Brickhowe Ct | Germantown | RC | Montgomery County ROW | Pepco | Private | 39.0959 | -77.2964 | Utility Pole | 38 | -1 | Rebecca Hunter | 2014-07-14 | 2014-09-05 | Recommended | N10 |  | https://s3.amazonaws.com/montgomerycountytfcg/Applications/201408-06-28.pdf
201408-06-29 | Verizon Wireless | MM DAS | Minor Modification | Pepco 713455-1059 | 619.01 | 14700 | Seneca Rd | Germantown | RC | SHA Row | Pepco | Private | 39.0841 | -77.3058 | Utility Pole | 42 | -1 | Rebecca Hunter | 2014-07-14 | 2014-09-05 | Recommended | N11 |  | https://s3.amazonaws.com/montgomerycountytfcg/Applications/201408-06-29.pdf
201408-06-30 | Verizon Wireless | MM DAS | Minor Modification | Pepco 710454-4062 | 619.02 | 15107 | Seneca Rd | Germantown | RC | SHA Row | Pepco | Private | 39.0814 | -77.3154 | Utility Pole | 42 | -1 | Rebecca Hunter | 2014-07-14 | 2014-09-05 | Recommended | N12 |  | https://s3.amazonaws.com/montgomerycountytfcg/Applications/201408-06-30.pdf
201408-06-31 | Verizon Wireless | MM DAS | Minor Modification | Pepco 700466-0329 | 619.03 |  | Sugarland Rd | Poolesville | AR | Montgomery County ROW | Pepco | Private | 39.1133 | -77.352 | Utility Pole | 49 | -1 | Rebecca Hunter | 2014-07-14 | 2014-09-05 | Recommended | N2 |  | https://s3.amazonaws.com/montgomerycountytfcg/Applications/201408-06-31.pdf
201408-06-32 | Verizon Wireless | MM DAS | Minor Modification | Pepco VZM41 | 619.04 | 14901 | Montevideo Rd | Poolesville | AR | Montgomery County ROW | Pepco | Private | 39.1018 | -77.3501 | Utility Pole | 43 | -1 | Rebecca Hunter | 2014-07-14 | 2014-09-05 | Recommended | N3 |  | https://s3.amazonaws.com/montgomerycountytfcg/Applications/201408-06-32.pdf
201408-06-33 | Verizon Wireless | MM DAS | Minor Modification | Pepco 702485-0235 | 619.05 |  | Montevideo Rd | Poolesville | AR | Pepco | Pepco | Private | 39.0915 | -77.3448 | Utility Pole | 43 | -1 | Rebecca Hunter | 2014-07-14 | 2014-09-05 | Recommended | N4 |  | https://s3.amazonaws.com/montgomerycountytfcg/Applications/201408-06-33.pdf
201408-06-34 | Verizon Wireless | MM DAS | Minor Modification | Pepco 695455-6837 | 619.06 |  | River Rd | Poolesville | AR | Montgomery County ROW | Pepco | Private | 39.0831 | -77.367 | Utility Pole | 43 | -1 | Rebecca Hunter | 2014-07-14 | 2014-09-05 | Recommended | N5 |  | https://s3.amazonaws.com/montgomerycountytfcg/Applications/201408-06-34.pdf
201408-06-35 | Verizon Wireless | MM DAS | Minor Modification | Pepco 722443-9527 | 619.07 | 13120 | River Rd | Rockville | RE-2 | SHA Row | Pepco | Private | 39.0502 | -77.2709 | Utility Pole | 48 | -1 | Rebecca Hunter | 2014-07-14 | 2014-09-05 | Recommended | NG1 |  | https://s3.amazonaws.com/montgomerycountytfcg/Applications/201408-06-35.pdf
201408-06-36 | Verizon Wireless | MM DAS | Minor Modification | Pepco 712450-2951 | 619.08 | 14801 | River Rd | Rockville | RC | SHA Row | Pepco | Private | 39.0701 | -77.3085 | Utility Pole | 43 | -1 | Rebecca Hunter | 2014-07-14 | 2014-09-05 | Recommended | R2 |  | https://s3.amazonaws.com/montgomerycountytfcg/Applications/201408-06-36.pdf
201408-03 | Verizon Wireless | MM DAS | Colocation | Pepco 787468-6240 | 617 | 1912 | Norbeck Rd | Silver Spring | R-200 | Pepco | Pepco | Private | 39.1196 | -77.0424 | Utility Pole | 47 | -1 | Rebecca Hunter | 2014-07-09 | 2014-09-05 | Recommended | Norbeck |  | https://s3.amazonaws.com/montgomerycountytfcg/Applications/201408-03.pdf
201408-03-01 | Verizon Wireless | MM DAS | Colocation | Pepco 786467-7838 | 111.03 | 2408(2412) | Norbeck Rd | Aspen Hill | R-200 | Pepco | Pepco | Public | 39.117 | -77.0497 | Utility Pole | 0 | -1 | Rebecca Hunter | 2014-07-09 | 2014-09-05 | Recommended | Norbeck |  | https://s3.amazonaws.com/montgomerycountytfcg/Applications/201408-03-01.pdf
201408-03-02 | Verizon Wireless | MM DAS | Colocation | Pepco 783466-8627 | 617.02 |  | Norbeck Rd & Mt Everest Ln | Silver Spring | R-200 | Pepco | Pepco | Private | 39.1135 | -77.0565 | Utility Pole | 47 | -1 | Rebecca Hunter | 2014-07-09 | 2014-09-05 | Recommended | Norbeck |  | https://s3.amazonaws.com/montgomerycountytfcg/Applications/201408-03-02.pdf
201408-03-03 | Verizon Wireless | MM DAS | Colocation | Pepco 786463-9659 | 111.05 | 15401 | Tierra Dr | Aspen Hill | R-200 | Pepco | Pepco | Public | 39.1064 | -77.0455 | Utility Pole | 0 | -1 | Rebecca Hunter | 2014-07-09 | 2014-09-05 | Recommended | Norbeck |  | https://s3.amazonaws.com/montgomerycountytfcg/Applications/201408-03-03.pdf
201408-03-04 | Verizon Wireless | MM DAS | Colocation | Pepco 787465-0285 | 617.04 | 2010 | Flint Hill Rd | Silver Spring | R-200 | Pepco | Pepco | Private | 39.1126 | -77.0459 | Utility Pole | 47 | -1 | Rebecca Hunter | 2014-07-09 | 2014-09-05 | Recommended | Norbeck |  | https://s3.amazonaws.com/montgomerycountytfcg/Applications/201408-03-04.pdf
201408-03-05 | Verizon Wireless | MM DAS | Colocation | Pepco 784465-5503 | 617.05 | 15501 | Radwick Ln | Silver Spring | R-200 | Pepco | Pepco | Private | 39.1104 | -77.0541 | Utility Pole | 48 | -1 | Rebecca Hunter | 2014-07-09 | 2014-09-05 | Recommended | Norbeck |  | https://s3.amazonaws.com/montgomerycountytfcg/Applications/201408-03-05.pdf
201407-31 | T-Mobile | Existing Building | Minor Modification | Rebecca Building | 421 | 10920 | Connecticut Ave | Kensington | R-60 | Rebecca Limited Partnership |  | Private | 39.0353 | -77.0756 | Building | 60 | 0 | Andrew Senker | 2014-06-23 | 2014-07-02 | Recommended | 7WAN132A |  | https://s3.amazonaws.com/montgomerycountytfcg/Applications/201407-31.pdf
201408-02 | Washington Gas | New 145' Monopole | New | Northwest Station | 459 | 11801 | Nebel St | Rockville | IL-1.0 H-50 | Washington Gas |  | Private | 39.0489 | -77.1058 | Monopole | 145 | 0 | Benjamin Pelletier | 2014-06-20 | 2014-08-06 | Recommended | Southeast |  | https://s3.amazonaws.com/montgomerycountytfcg/Applications/201408-02.pdf
201408-01 | Verizon Wireless | Colocation | Colocation | MC Hospital | 440 | 18101 | Prince Philip Dr | Olney | RE-2 | Montgomery County General Hospital Inc. | County | Public | 39.1539 | -77.0544 | Building | 85.3 | 0 | J. Andrews | 2014-06-12 | 2014-08-06 | Recommended | Montgomery General |  | https://s3.amazonaws.com/montgomerycountytfcg/Applications/201408-01.pdf
201407-28 | T-Mobile | Antenna Change Out | Minor Modification | Steinberg Silo | 318 | 15021 | Dufief Mill Rd | Gaithersburg | R-200 | Chabad Lubavitch of Upper Montgomery County |  | Private | 39.1027 | -77.2234 | Building | 61 | 0 | Andrew Senker | 2014-06-11 | 2014-08-06 | Recommended | 7WAN115D |  | https://s3.amazonaws.com/montgomerycountytfcg/Applications/201407-28.pdf
201407-17 | Sprint/Nextel | Antenna Change Out | Minor Modification | Writ Building | 337.01 | 10401 | Connecticut Ave | Kensington | CRT-2.5 | Knowles Associates |  | Private | 39.0271 | -77.077 | Building | 65 | 0 | R. Holmes | 2014-06-09 | 2014-09-05 | Recommended | Writ Building |  | https://s3.amazonaws.com/montgomerycountytfcg/Applications/201407-17.pdf
201407-18 | Sprint/Nextel | Antenna Change Out | Minor Modification | Summit Hills Apartments | 58 | 8484 | 16th St | Silver Spring | CR-2.5 C-0.25 R-2.5 H-145 | Summit Hills LLC |  | Private | 38.9951 | -77.037 | Building | 98.8 | 0 | R. Holmes | 2014-06-09 | 2014-09-05 | Recommended | Summit Hills Joint Venture |  | https://s3.amazonaws.com/montgomerycountytfcg/Applications/201407-18.pdf
201407-19 | Sprint | Antenna Change Out | Minor Modification | Colesville Tank | 138 | 2201 | Industrial Pkwy | Silver Spring | CR-1.0 C-1.0 R-0.5 H-220 | WSSC | WSSC | Public | 39.0495 | -76.9633 | Water Tank | 216 | 0 | R. Holmes | 2014-06-09 | 2014-09-05 | Recommended | WA54XC481 |  | https://s3.amazonaws.com/montgomerycountytfcg/Applications/201407-19.pdf
201407-20 | Sprint | Antenna Change Out | Minor Modification | Park Ritchie Apts | 48 | 7600 | Maple Ave | Takoma Park | R-10 | Park Ritchie LLC |  | Private | 38.9839 | -77.008 | Building | 151 | 0 | R. Holmes | 2014-06-09 | 2014-09-05 | Recommended | DCO3XC385 |  | https://s3.amazonaws.com/montgomerycountytfcg/Applications/201407-20.pdf
201407-21 | Sprint | Antenna Change Out | Minor Modification | Bradley Water Tank 1 | 72.01 | 5603 | Radnor Rd | Bethesda | R-90 | WSSC | WSSC | Public | 38.9804 | -77.1137 | Water Tank | 108 | 0 | R. Holmes | 2014-06-09 | 2014-09-05 | Recommended | DC03XC485 |  | https://s3.amazonaws.com/montgomerycountytfcg/Applications/201407-21.pdf
201407-22 | Sprint | Antenna Change Out | Minor Modification | Potomac Water Filt. Plant | 91 | 12200 | River Rd | Rockville | RE-2 | WSSC | WSSC | Public | 39.0405 | -77.2537 | Building | 81.3 | 0 | R. Holmes | 2014-06-09 | 2014-09-05 | Recommended | WA54XC516 |  | https://s3.amazonaws.com/montgomerycountytfcg/Applications/201407-22.pdf
201407-23 | Sprint | Antenna Change Out | Minor Modification | Glenmont Tank | 12 | 12413 | Georgia Ave | Silver Spring | CR-2.0 C-0.5 R-1.75 H-120 | WSSC | WSSC | Public | 39.0616 | -77.0516 | Water Tank | 183 | 0 | R. Holmes | 2014-06-09 | 2014-09-05 | Recommended | DC03XC510 |  | https://s3.amazonaws.com/montgomerycountytfcg/Applications/201407-23.pdf
201407-24 | Sprint/Nextel | Antenna Change Out | Minor Modification | Chateau Apartments | 53.01 | 9727 | Mt. Pisgah Rd | Silver Spring | R-H | Hillzo LP |  | Private | 39.0168 | -76.9745 | Building | 159 | 0 | R. Holmes | 2014-06-09 | 2014-09-05 | Recommended | DC03XC629 |  | https://s3.amazonaws.com/montgomerycountytfcg/Applications/201407-24.pdf
201407-25 | Sprint/Nextel | Antenna Change Out | Minor Modification | Cedar Heights Water Tank | 174 | 24213 | Ridge Rd | Damascus | RE-2C | WSSC | WSSC | Public | 39.2533 | -77.2278 | Water Tank | 38 | 0 | R. Holmes | 2014-06-09 | 2014-09-05 | Recommended | WA54XC659 |  | https://s3.amazonaws.com/montgomerycountytfcg/Applications/201407-25.pdf
201407-13 | T-Mobile | Antenna Change Out | Minor Modification | Brink Water Tank | 87 | 21701 | Ridge Rd | Germantown | AR | WSSC | WSSC | Public | 39.2126 | -77.238 | Water Tank | 124 | 0 | Andrew Senker | 2014-06-06 | 2014-08-06 | Recommended | 7WAN179A |  | https://s3.amazonaws.com/montgomerycountytfcg/Applications/201407-13.pdf
201407-14 | T-Mobile | Antenna Change Out | Minor Modification | Olney Water Tank | 25 | 17710 | Buehler Rd | Olney | RT-12.5 | WSSC | WSSC | Public | 39.1478 | -77.0644 | Water Tank | 118 | 0 | Andrew Senker | 2014-06-06 | 2014-07-02 | Recommended | 7WAN027A |  | https://s3.amazonaws.com/montgomerycountytfcg/Applications/201407-14.pdf
201407-15 | T-Mobile | Antenna Change Out | Minor Modification | Falls Rd Tank | 133 | 8505 | Aqueduct Rd | Potomac | R-90 | WSSC | WSSC | Public | 39.0598 | -77.1744 | Water Tank | 139 | 0 | Andrew Senker | 2014-06-06 | 2014-07-02 | Recommended | 7WAN036A |  | https://s3.amazonaws.com/montgomerycountytfcg/Applications/201407-15.pdf
201407-16 | AT&T Wireless | Antenna Change Out | Minor Modification | Glenmont Tank | 12 | 12413 | Georgia Ave | Silver Spring | CR-2.0 C-0.5 R-1.75 H-120 | WSSC | WSSC | Public | 39.0616 | -77.0516 | Water Tank | 183 | 0 | Phil Stetler | 2014-06-06 | 2014-08-20 | Withdrawn | AWE-Flack St
201407-10 | AT&T Mobility | Antenna Change Out | Minor Modification | Chevy Chase Building | 18 | 5530 | Wisconsin Ave | Chevy Chase | CR-3.0 C-2.0 R-2.75 H-90 T | Friendship Propertie |  | Private | 38.9648 | -77.0883 | Building | 160 | 0 | Phil Stetler | 2014-05-30 | 2014-06-17 | Recommended | Grafton Ave |  | https://s3.amazonaws.com/montgomerycountytfcg/Applications/201407-10.pdf
201407-06 | Sprint/Nextel | Antenna Change Out | Minor Modification | Sherwood High School | 157 | 300 | Olney-Sandy Spring Rd | Sandy Spring | RNC | Board of Education | School | Public | 39.1485 | -77.0172 | Monopole | 150 | 0 | Steven Fanshaw | 2014-05-29 | 2014-07-01 | Recommended | WA33XC096 |  | https://s3.amazonaws.com/montgomerycountytfcg/Applications/201407-06.pdf
201407-07 | Sprint/Nextel | Antenna Change Out | Minor Modification | Shumaker Property | 127 | 0 | Peach Tree Rd | Boyds | AR | Shumaker Family Properties LLC |  | Private | 39.1996 | -77.3481 | Tower | 150 | 0 | Steven Fanshaw | 2014-05-29 | 2014-06-17 | Recommended | WA33XC099 |  | https://s3.amazonaws.com/montgomerycountytfcg/Applications/201407-07.pdf
201407-08 | Sprint/Nextel | Antenna Change Out | Minor Modification | Lloyd Property | 268 | 21410 | Beallsville Rd | Dickerson | AR | DRISKELL LISBETH I DRISKELL BRIAN V |  | Private | 39.2086 | -77.3853 | Monopole | 140 | 0 | Steven Fanshaw | 2014-05-29 | 2014-07-02 | Recommended | WA54XC683 |  | https://s3.amazonaws.com/montgomerycountytfcg/Applications/201407-08.pdf
201407-09 | Sprint/Nextel | Antenna Change Out | Minor Modification | Rinaldi Property | 24 | 15700 | Georgia Ave | Olney | R-200 | Patricia V Rinaldi |  | Private | 39.1159 | -77.0745 | Monopole | 120 | 0 | Steven Fanshaw | 2014-05-29 | 2014-07-02 | Recommended | WA23XC423B |  | https://s3.amazonaws.com/montgomerycountytfcg/Applications/201407-09.pdf
201407-05 | Verizon Wireless | Colocation | Colocation | Pepco 666-S | 479 | 10611 | Westlake Dr | Bethesda | R-90 | Pepco | Pepco | Private | 39.0315 | -77.1478 | Tower | 123 | 0 | J. Andrews | 2014-05-16 | 2014-06-17 | Recommended | 270 Split |  | https://s3.amazonaws.com/montgomerycountytfcg/Applications/201407-05.pdf
201407-01 | Sprint/Nextel | Antenna Change Out | Minor Modification | Village Square Apts | 43.01 | 11927 | Veirs Mill Rd | Silver Spring | R-30 | Kay Management/Louis Grossberg et. al. |  | Private | 39.0525 | -77.0753 | Building | 42 | 0 | D. Bookman | 2014-05-15 | 2014-06-03 | Recommended | DC03XC067 |  | https://s3.amazonaws.com/montgomerycountytfcg/Applications/201407-01.pdf
201407-02 | Sprint/Nextel | Antenna Change Out | Minor Modification | Naval Surface Warfare Ctr | 75 | 9500 | MacArthur Blvd | Bethesda | R-200 | United States Navy | Federal | Public | 38.976 | -77.1931 | Water Tank | 142 | 0 | D. Bookman | 2014-05-15 | 2014-06-03 | Recommended | WA33XC174E |  | https://s3.amazonaws.com/montgomerycountytfcg/Applications/201407-02.pdf
201407-04 | Sprint/Nextel | Antenna Change Out | Minor Modification | Luther Rice Baptist Church | 81 | 801 | University Blvd | Silver Spring | R-60 | Luther Rice Baptist Church | Church | Private | 39.0317 | -77.0217 | Building | 38 | 0 | D. Bookman | 2014-05-15 | 2014-06-03 | Recommended | DC03XC406 |  | https://s3.amazonaws.com/montgomerycountytfcg/Applications/201407-04.pdf
201406-32 | Verizon Wireless | Colocation | Colocation | Cedar Lane Water Tank | 397 | 5417 | Cedar Ln W | Bethesda | R-60 | WSSC | WSSC | Public | 39.005 | -77.109 | Water Tank | 94.17 | 0 | Harold Bernadzikowski | 2014-05-14 | 2014-06-04 | Recommended | EWING |  | https://s3.amazonaws.com/montgomerycountytfcg/Applications/201406-32.pdf
201406-28 | Verizon Wireless | Antenna Change Out | Minor Modification | Takoma Tower | 27 | 7051 | Carroll Ave | Takoma Park | NR-0.75 H-50 | Takoma Tower LP | County | Public | 38.9747 | -77.0105 | Building | 109.1 | 0 | J. Epstein | 2014-05-07 | 2014-06-04 | Recommended | Piney Branch |  | https://s3.amazonaws.com/montgomerycountytfcg/Applications/201406-28.pdf
201406-29 | Verizon Wireless | Antenna Change Out | Minor Modification | Olney Water Tank | 25 | 17710 | Buehler Rd | Olney | RT-12.5 | WSSC | WSSC | Public | 39.1478 | -77.0644 | Water Tank | 118 | 0 | J. Epstein | 2014-05-07 | 2014-08-06 | Recommended | Olney |  | https://s3.amazonaws.com/montgomerycountytfcg/Applications/201406-29.pdf
201406-30 | Verizon Wireless | Antenna Change Out | Minor Modification | EZ Storage - Takoma Park | 388 | 1352 | Holton Ln | Adelphi | CRT-2.5 C-2.5 R-1.5 H-80 | Takoma Park Land LLLP |  | Private | 38.9858 | -76.9853 | Building | 33.3 | 0 | J. Epstein | 2014-05-07 | 2014-06-04 | Recommended | Langley Park |  | https://s3.amazonaws.com/montgomerycountytfcg/Applications/201406-30.pdf
201406-31 | Verizon Wireless | Antenna Change Out | Minor Modification | Public Svc Training Academy | 7 | 10025 | Darnestown Rd | Rockville | CR-0.75 | Montgomery County | County | Public | 39.0992 | -77.2078 | Building | 78 | 0 | J. Epstein | 2014-05-07 | 2014-06-04 | Recommended | West Rockville |  | https://s3.amazonaws.com/montgomerycountytfcg/Applications/201406-31.pdf
201406-17 | Sprint/Nextel | Antenna Change Out | Minor Modification | McDonnell property | 93.01 | 20315 | Georgia Ave | Brookeville | RC | Timothy McDonnell |  | Private | 39.1899 | -77.0607 | Monopole | 188 | 0 | Michael Bortz | 2014-05-06 | 2014-06-04 | Recommended | WA54XC483 |  | https://s3.amazonaws.com/montgomerycountytfcg/Applications/201406-17.pdf
201406-18 | Sprint/Nextel | Antenna Change Out | Minor Modification | Pyle Property | 190 | 211 | Ednor Rd | Silver Spring | RE-2 | Helen Pyle et al |  | Private | 39.1252 | -77.0182 | Monopole | 162 | 0 | Michael Bortz | 2014-05-06 | 2014-06-04 | Recommended | WA54XC480 |  | https://s3.amazonaws.com/montgomerycountytfcg/Applications/201406-18.pdf
201406-19 | Sprint/Nextel | Antenna Change Out | Minor Modification | Leaman Property | 86 | 13820 | Clopper Rd | Boyds | R-200 | American Tower Asset Sub 2 LLC |  | Private | 39.1652 | -77.2908 | Monopole | 125 | 0 | Michael Bortz | 2014-05-06 | 2014-06-04 | Recommended | WA23XC459 |  | https://s3.amazonaws.com/montgomerycountytfcg/Applications/201406-19.pdf
201406-20 | Sprint/Nextel | Antenna Change Out | Minor Modification | Weitzer Property | 123 | 0 | Sugarland Rd | Poolesville | AR | BLUFFING GOAT FARM LLC |  | Private | 39.0857 | -77.3982 | Monopole | 195 | 0 | Michael Bortz | 2014-05-06 | 2014-06-04 | Recommended | WA54XC687 |  | https://s3.amazonaws.com/montgomerycountytfcg/Applications/201406-20.pdf
201406-21 | AT&T Wireless | Antenna Change Out | Minor Modification | Silver Spring VFD | 320 | 111 | University Blvd East | Silver Spring | R-60 | Silver Spring VFD | Fire | Private | 39.0174 | -77.0072 | Tower | 73 | 0 | M. Behrmann | 2014-05-02 | 2014-08-12 | Withdrawn | Four Corners
201406-22 | AT&T Wireless | Antenna Change Out | Minor Modification | Sunrise Apts | 149 | 19310 | Club House Rd | Gaithersburg | R-10 | Sunrise Assisted Living |  | Private | 39.1738 | -77.2027 | Building | 70 | 0 | M. Behrmann | 2014-05-02 | 2014-08-12 | Withdrawn | Brassie Place
201406-23 | AT&T Wireless | Antenna Change Out | Minor Modification | Crescent Bldg | 84 | 4600 | East-West Hwy | Bethesda | CR-5.0 C-5.0 R-4.75 H-175 | Bethesda Crescent 4600 CO Limited Prtnrship |  | Private | 38.9845 | -77.0929 | Building | 128.83 | 0 | M. Behrmann | 2014-05-02 | 2014-08-12 | Withdrawn | Crescent
201406-24 | AT&T Wireless | Antenna Change Out | Minor Modification | Maplewood Park | 212 | 9707 | Old Georgetown Rd | Bethesda | RT-12.5 | The Maplewood Entities |  | Private | 39.0149 | -77.1161 | Building | 56 | 0 | M. Behrmann | 2014-05-02 | 2014-08-12 | Withdrawn | Maplewood
201406-25 | AT&T Wireless | Antenna Change Out | Minor Modification | Bethesda VFD 26 | 114 | 6700 | Democracy Blvd | Bethesda | R-90 | Bethesda Vol. Fire Dept. |  | Private | 39.021 | -77.1378 | Monopole | 150 | 0 | M. Behrmann | 2014-05-02 | 2014-08-12 | Withdrawn | Democracy
201406-26 | AT&T Wireless | Antenna Change Out | Minor Modification | Seneca Ayr Farm | 68 | 13100 | Old Baltimore Rd West | Boyds | IL-1.0 H-50 | Linthicum Properties Management LLC | Crown Castle | Private | 39.2124 | -77.2755 | Monopole | 140 | 0 | M. Behrmann | 2014-05-02 | 2014-08-12 | Withdrawn | Vaden Ter
201406-27 | AT&T Wireless | Antenna Change Out | Minor Modification | Super Fresh Shopping Ctr. | 52 | 3901 | Aspen Hill Rd | Silver Spring | CRT-2.25 C-1.5 R-0.75 H-75 | LDG Inc |  | Private | 39.0821 | -77.079 | Monopole | 116 | 0 | M. Behrmann | 2014-05-02 | 2014-08-12 | Withdrawn | Aspen Hill (Ground Only)
201406-16 | Sprint/Nextel | Antenna Change Out | Minor Modification | Troop 52 Forest Preserve | 113 | 16100 | Darnestown Rd | Dawsonville | AR | Seneca Creek Forest Preserve Inc |  | Private | 39.1343 | -77.335 | Tower | 180 | 0 | Michael Bortz | 2014-05-01 | 2014-06-04 | Recommended | WA54XC688 |  | https://s3.amazonaws.com/montgomerycountytfcg/Applications/201406-16.pdf
201406-10 | T-Mobile | System Upgrade | Minor Modification | System Upgrade | 1 | 1945 | Seminary Pl | Silver Spring | R-60 | WSSC | WSSC | Public | 39.0099 | -77.0425 | Water Tank | 117 | 0 | Andrew Senker | 2014-04-30 | 2014-06-17 | Recommended | Multiple |  | https://s3.amazonaws.com/montgomerycountytfcg/Applications/201406-10.pdf
201406-11-01 | T-Mobile | System Upgrade | Minor Modification | St. Luke Lutheran Church | 5 | 9100 | Colesville Rd | Silver Spring | R-60 | St. Luke Lutheran Church | Church | Private | 39.005 | -77.0238 | Building | 25 | 0 | Andrew Senker | 2014-04-30 | 2014-06-17 | Recommended | 7WAN137D |  | https://s3.amazonaws.com/montgomerycountytfcg/Applications/201406-11.pdf
201406-12 | T-Mobile | Add equipment | Minor Modification | Albert Einstein High School | 298 | 11135 | Newport Mill Rd | Silver Spring | R-60 | MCPS | School | Public | 39.0401 | -77.0646 | Monopole | 130 | 0 | Andrew Senker | 2014-04-30 | 2014-05-26 | Recommended | 7WAN270A |  | https://s3.amazonaws.com/montgomerycountytfcg/Applications/201406-12.pdf
201406-13 | T-Mobile | Antenna Change Out | Minor Modification | Carver Tower | 124 | 2647 | W University Blvd | Silver Spring | CR-5.0 C-4.5 R-4.5 H-130 | Bajwa Property Management LLC |  | Private | 39.0407 | -77.0549 | Tower | 275 | 0 | Andrew Senker | 2014-04-30 | 2014-06-03 | Recommended | 7WAN013A |  | https://s3.amazonaws.com/montgomerycountytfcg/Applications/201406-13.pdf
201406-14 | T-Mobile | Antenna Change Out | Minor Modification | JFK High School | 288 | 1901 | Randolph Rd | Silver Spring | R-90 | Board of Education | School | Public | 39.0676 | -77.0397 | Monopole | 135 | 0 | Andrew Senker | 2014-04-30 | 2014-05-26 | Recommended | 7WAN290A |  | https://s3.amazonaws.com/montgomerycountytfcg/Applications/201406-14.pdf
201406-15 | T-Mobile | Antenna Change Out | Minor Modification | NIH Bldg 10 | 414 | 10 | Center Dr | Bethesda | R-60 | US Government | Federal | Public | 39.0018 | -77.1042 | Building | 75 | 0 | Andrew Senker | 2014-04-30 | 2014-05-26 | Recommended | 7WAN050A |  | https://s3.amazonaws.com/montgomerycountytfcg/Applications/201406-15.pdf
201406-12-01 | T-Mobile | Antenna Change Out. | Minor Modification | Baptist Home | 147 | 6301 | Greentree Rd | Bethesda | R-60 | Baptist Home for Children |  | Private | 39.0026 | -77.1273 | Monopole | 120 | 0 | Andrew Senker | 2014-04-30 | 2014-05-26 | Recommended | 7WAN451Z |  | https://s3.amazonaws.com/montgomerycountytfcg/Applications/201406-12-01.pdf
201406-12-02 | T-Mobile | Antenna Change Out. | Minor Modification | Springbrook High School | 373 | 201 | Valley Brook Dr | Silver Spring | R-200 | Board of Education | School | Public | 39.0583 | -77.0081 | Monopole | 99 | 0 | Andrew Senker | 2014-04-30 | 2014-05-26 | Recommended | 7WAN488A |  | https://s3.amazonaws.com/montgomerycountytfcg/Applications/201406-12-02.pdf
201406-11-02 | T-Mobile | System Upgrade | Minor Modification | Woodside Manor | 57 | 2114 | Dexter Ave | Silver Spring | R-10 | Woodside Manor LP |  | Private | 39.0212 | -77.0461 | Building | 75 | 0 | Andrew Senker | 2014-04-30 | 2014-06-17 | Recommended | 7WAN453D |  | https://s3.amazonaws.com/montgomerycountytfcg/Applications/201406-11.pdf
201406-04 | Verizon Wireless | Antenna Change Out | Minor Modification | Wheaton Park Maint. Yard | 65 | 12012 | Alpert Ln | Silver Spring | R-90 | M-NCPPC | AT&T | Public | 39.0532 | -77.0286 | Monopole | 180 | 0 | Benjamin Pelletier | 2014-04-23 | 2014-05-26 | Recommended | Kemp Mill
201406-05 | Sprint/Nextel | Antenna Change Out | Minor Modification | MDOT-Rockville | 73 |  | I-270 & Montrose Rd | Rockville | R-90 | MDOT / State Hwy Admin. | State | Public | 39.0579 | -77.1537 | Monopole | 140 | -1 | R. Holmes | 2014-04-23 | 2014-05-26 | Recommended | WA33XC936 |  | https://s3.amazonaws.com/montgomerycountytfcg/Applications/201406-05.pdf
201406-06 | Sprint/Nextel | Antenna Change Out | Minor Modification | Brink Water Tank | 87 | 21701 | Ridge Rd | Germantown | AR | WSSC | WSSC | Public | 39.2126 | -77.238 | Water Tank | 124 | 0 | R. Holmes | 2014-04-23 | 2014-05-26 | Recommended | WA23XC462 |  | https://s3.amazonaws.com/montgomerycountytfcg/Applications/201406-06.pdf
201406-07 | Sprint/Nextel | Antenna Change Out | Minor Modification | Falls Rd Tank | 133 | 8505 | Aqueduct Rd | Potomac | R-90 | WSSC | WSSC | Public | 39.0598 | -77.1744 | Water Tank | 139 | 0 | R. Holmes | 2014-04-23 | 2014-06-04 | Recommended | DC03XC474 |  | https://s3.amazonaws.com/montgomerycountytfcg/Applications/201406-07.pdf
201406-08 | Sprint/Nextel | Antenna Change Out | Minor Modification | Cabin John Water Tank | 132 | 6711 | Tomlinson Terr | Cabin John | R-200 | WSSC | WSSC | Public | 38.9782 | -77.1597 | Water Tank | 133.5 | 0 | R. Holmes | 2014-04-23 | 2014-06-04 | Recommended | DC03XC590 |  | https://s3.amazonaws.com/montgomerycountytfcg/Applications/201406-08.pdf
201406-09 | Sprint/Nextel | Antenna Change Out | Minor Modification | Woodside Water Tank | 1 | 1945 | Seminary Pl | Silver Spring | R-60 | WSSC | WSSC | Public | 39.0099 | -77.0425 | Water Tank | 117 | 0 | R. Holmes | 2014-04-23 | 2014-05-26 | Recommended | DC03XC589 |  | https://s3.amazonaws.com/montgomerycountytfcg/Applications/201406-09.pdf
201406-01 | Verizon Wireless | Antenna Change Out | Minor Modification | Pepco 651-S | 400 | 8910 | Falls Farm Dr | Potomac | R-200 | Pepco | Pepco | Private | 39.0557 | -77.1844 | Tower | 126 | 0 | J. Epstein | 2014-04-17 | 2014-05-26 | Recommended | Prestwick |  | https://s3.amazonaws.com/montgomerycountytfcg/Applications/201406-01.pdf
201406-02 | Verizon Wireless | Antennas Change Out | Minor Modification | Berkshire Towers | 42.02 | 11215 | Oak Leaf Dr | Silver Spring | R-10 | Enclave Holdings LLC |  | Private | 39.0397 | -76.994 | Building | 165 | 0 | Benjamin Pelletier | 2014-04-17 | 2014-05-26 | Recommended | Point |  | https://s3.amazonaws.com/montgomerycountytfcg/Applications/201406-02.pdf
201406-03 | Verizon Wireless | Colocation | Colocation | Bethesda Row | 465 | 7255 | Woodmont Ave | Bethesda | CR-5.0 C-5.0 R-5.0 H-145 | Street Retail Inc. |  | Private | 38.9818 | -77.0955 | Building | 65 | 0 | Benjamin Pelletier | 2014-04-17 | 2014-05-26 | Withdrawn | Bethesda Row
201405-13 | AT&T Wireless | Colocation | Colocation | Pepco 622-S | 478 |  | Horse Center Rd | North Potomac | R-200 | Pepco | Pepco | Private | 39.0987 | -77.2549 | Tower | 120 | 0 | Phil Stetler | 2014-04-16 | 2014-05-07 | Recommended | Dufief Mill |  | https://s3.amazonaws.com/montgomerycountytfcg/Applications/201405-13.pdf
201405-14 | T-Mobile | Antenna Change Out | Minor Modification | Bethesda Country Club | 51.01 | 7601 | Bradley Blvd | Bethesda | R-200 | Bethesda Country Club |  | Private | 39.0153 | -77.1501 | Monopole | 150 | 0 | Andrew Senker | 2014-04-14 | 2014-06-04 | Recommended | 7WAN048A |  | https://s3.amazonaws.com/montgomerycountytfcg/Applications/201405-14.pdf
201405-15 | T-Mobile | Antenna Change Out | Minor Modification | Promenade | 47 | 5225 | Pooks Hill Rd | Bethesda | R-H | Promenade Towers MH Corp |  | Private | 39.0174 | -77.1068 | Building | 193 | 0 | Andrew Senker | 2014-04-14 | 2014-06-04 | Recommended | 7WAN125E |  | https://montgomerycountytfcg.s3.amazonaws.com/Applications/201405-15.pdf
201405-16 | T-Mobile | Add Equipment. | Minor Modification | Cabin John Water Tank | 132 | 6711 | Tomlinson Terr | Cabin John | R-200 | WSSC | WSSC | Public | 38.9782 | -77.1597 | Water Tank | 133.5 | 0 | Andrew Senker | 2014-04-14 | 2014-06-04 | Recommended | 7WAN016A |  | https://s3.amazonaws.com/montgomerycountytfcg/Applications/201405-16.pdf
201405-17 | T-Mobile | Antenna Change Out | Minor Modification | Berkshire Towers | 42.01 | 11235 | Oak Leaf Dr | Silver Spring | R-10 | Enclave Holdings LLC Nonconnah Holdings LLC |  | Private | 39.0413 | -76.9934 | Building | 165 | 0 | Andrew Senker | 2014-04-14 | 2014-06-04 | Recommended | 7WAN003A |  | https://montgomerycountytfcg.s3.amazonaws.com/Applications/201405-17.pdf
201405-16-01 | T-Mobile | Add equipment. | Minor Modification | Glenmont Tank | 12 | 12413 | Georgia Ave | Silver Spring | CR-2.0 C-0.5 R-1.75 H-120 | WSSC | WSSC | Public | 39.0616 | -77.0516 | Water Tank | 183 | 0 | Andrew Senker | 2014-04-14 | 2014-06-04 | Recommended | 7WAN057A |  | https://s3.amazonaws.com/montgomerycountytfcg/Applications/201405-16-01.pdf
201405-14-01 | T-Mobile | Antenna Change Out. | Minor Modification | Wheaton High School | 299 | 12501 | Dalewood Rd | Silver Spring | R-60 | MCPS | School | Public | 39.0595 | -77.0665 | Monopole | 100 | 0 | Andrew Senker | 2014-04-14 | 2014-06-04 | Recommended | 7WAN235A |  | https://s3.amazonaws.com/montgomerycountytfcg/Applications/201405-14-01.pdf
201405-14-02 | T-Mobile | Antenna Change Out. | Minor Modification | Oakview Recreation Assoc. | 344 | 1101 | Corliss St | Silver Spring | R-90 | Oakview Recreation Association |  | Private | 39.017 | -76.99 | Monopole | 120 | 0 | Andrew Senker | 2014-04-14 | 2014-06-04 | Recommended | 7WAN272C |  | https://s3.amazonaws.com/montgomerycountytfcg/Applications/201405-14-02.pdf
201405-15-01 | T-Mobile | Antenna Change Out | Minor Modification | Choice International | 29 | 10750 | Columbia Pike | Silver Spring | CRT-2.25 C-1.5 R-0.75 H-45 | VREC III LO COLESVILLE MEDICAL MOB LLC |  | Private | 39.0324 | -77.0045 | Building | 85 | 0 | Andrew Senker | 2014-04-14 | 2014-06-04 | Recommended | 7WAN135A |  | https://montgomerycountytfcg.s3.amazonaws.com/Applications/201405-15.pdf
201405-15-02 | T-Mobile | Antenna Change Out | Minor Modification | Aldon Building | 202 | 8200 | Wisconsin Ave | Bethesda | CR-3.0 | Alvin I.Brown c/o Aldon Mgmt |  | Private | 38.9919 | -77.0963 | Building | 143 | 0 | Andrew Senker | 2014-04-14 | 2014-06-04 | Recommended | 7WAN136A |  | https://montgomerycountytfcg.s3.amazonaws.com/Applications/201405-15.pdf
201405-15-03 | T-Mobile | Antenna Change Out | Minor Modification | Storage USA | 339 | 7722 | Fenton St | Silver Spring | IM-2.5 | ESS Prisa LLC |  | Private | 38.9864 | -77.0231 | Building | 150 | 0 | Andrew Senker | 2014-04-14 | 2014-06-04 | Recommended | 7WAN138E |  | https://montgomerycountytfcg.s3.amazonaws.com/Applications/201405-15.pdf
201405-15-04 | T-Mobile | Antenna Change Out | Minor Modification | Arcola Towers | 374 | 1135 | University Blvd | Silver Spring | R-H | Arcola Towers Rad Limited Partnership | County | Public | 39.0388 | -77.0306 | Building | 122 | 0 | Andrew Senker | 2014-04-14 | 2014-06-04 | Recommended | 7WAN139F |  | https://montgomerycountytfcg.s3.amazonaws.com/Applications/201405-15.pdf
201405-15-05 | T-Mobile | Antenna Change Out | Minor Modification | Continental Plaza | 154 | 7101 | Wisconsin Ave | Bethesda | CR-3.0 C-3.0 R-2.75 H-145 | 7101 Wisconsin Owner LLC |  | Private | 38.9803 | -77.0918 | Building | 145 | 0 | Andrew Senker | 2014-04-14 | 2014-06-04 | Recommended | 7WAN266B |  | https://montgomerycountytfcg.s3.amazonaws.com/Applications/201405-15.pdf
201405-15-06 | T-Mobile | Antenna Change Out | Minor Modification | Parkside Plaza | 255 | 9039 | Sligo Creek Pkwy | Silver Spring | R-10 | Parkside Plaza Condo |  | Private | 39.0042 | -77.0136 | Building | 150 | 0 | Andrew Senker | 2014-04-14 | 2014-06-04 | Recommended | 7WAN302C |  | https://montgomerycountytfcg.s3.amazonaws.com/Applications/201405-15.pdf
201405-15-07 | T-Mobile | Antenna Change Out | Minor Modification | Leafy House | 370 | 10000 | Brunswick Ave | Silver Spring | R-60 | Victory Forest LP | County | Public | 39.0199 | -77.0572 | Building | 53 | 0 | Andrew Senker | 2014-04-14 | 2014-06-04 | Recommended | 7WAN486A |  | https://montgomerycountytfcg.s3.amazonaws.com/Applications/201405-15.pdf
201405-15-08 | T-Mobile | Antenna Change Out | Minor Modification | Adventist Hospital | 329 | 7600 | Carroll Ave | Takoma Park | R-60 | Adventist Health Care Mid-Atl |  | Private | 38.9852 | -77.0014 | Building | 82 | 0 | Andrew Senker | 2014-04-14 | 2014-06-04 | Recommended | 7WAS230D |  | https://montgomerycountytfcg.s3.amazonaws.com/Applications/201405-15.pdf
201405-15-09 | T-Mobile | Antenna Change Out | Minor Modification | Crossroads Building | 273 | 7676 | New Hampshire Ave | Takoma Park | CRT-2.5 | 7676 New Hampshire L.P. |  | Private | 38.9874 | -76.9885 | Building | 40 | 0 | Andrew Senker | 2014-04-14 | 2014-06-04 | Recommended | 7WAS243A |  | https://montgomerycountytfcg.s3.amazonaws.com/Applications/201405-15.pdf
201405-15-10 | T-Mobile | Antenna Change Out | Minor Modification | Chevy Chase Building | 18 | 5530 | Wisconsin Ave | Chevy Chase | CR-3.0 C-2.0 R-2.75 H-90 T | Friendship Propertie |  | Private | 38.9648 | -77.0883 | Building | 160 | 0 | Andrew Senker | 2014-04-14 | 2014-06-04 | Recommended | 7WDC027A |  | https://montgomerycountytfcg.s3.amazonaws.com/Applications/201405-15.pdf
201405-17-01 | T-Mobile | Antenna Change Out | Minor Modification | National 4-H Council Bldg | 44 | 7100 | Connecticut Ave | Chevy Chase | R-60 | National 4-H Council |  | Private | 38.981 | -77.0788 | Building | 36 | 0 | Andrew Senker | 2014-04-14 | 2014-06-04 | Recommended | 7WAN008A |  | https://montgomerycountytfcg.s3.amazonaws.com/Applications/201405-17.pdf
201405-17-02 | T-Mobile | Antenna Change Out | Minor Modification | 962 Wayne Ave | 46 | 962 | Wayne Ave | Silver Spring | CR-5.0 | Bsrep II MD Office Wayne LLC |  | Private | 38.9943 | -77.026 | Building | 112 | 0 | Andrew Senker | 2014-04-14 | 2014-06-04 | Recommended | 7WAN010A |  | https://montgomerycountytfcg.s3.amazonaws.com/Applications/201405-17.pdf
201405-17-03 | T-Mobile | Antenna Change Out | Minor Modification | Westwood Towers Apts | 33 | 5401 | Westbard Ave | Bethesda | CRT-3.0 | Housing Opportunities Comm Montgomery County |  | Private | 38.9643 | -77.1062 | Building | 150 | 0 | Andrew Senker | 2014-04-14 | 2014-06-04 | Recommended | 7WAN033A |  | https://montgomerycountytfcg.s3.amazonaws.com/Applications/201405-17.pdf
201405-17-04 | T-Mobile | Antenna Change Out | Minor Modification | Classic Residence | 19 | 8100 | Connecticut Ave | Chevy Chase | R-10 | SNH CCMD Properties LLC |  | Private | 38.9917 | -77.0778 | Building | 138 | 0 | Andrew Senker | 2014-04-14 | 2014-06-04 | Recommended | 7WAN039A |  | https://montgomerycountytfcg.s3.amazonaws.com/Applications/201405-17.pdf
201405-17-05 | T-Mobile | Antenna Change Out | Minor Modification | Chateau Apartments | 53.01 | 9727 | Mt. Pisgah Rd | Silver Spring | R-H | Hillzo LP |  | Private | 39.0168 | -76.9745 | Building | 159 | 0 | Andrew Senker | 2014-04-14 | 2014-06-04 | Recommended | 7WAN043A |  | https://montgomerycountytfcg.s3.amazonaws.com/Applications/201405-17.pdf
201405-17-06 | T-Mobile | Antenna Change Out | Minor Modification | Westlake Towers | 155 | 7420 | Westlake Terr | Bethesda | R-H | Westlake Park Condo |  | Private | 39.026 | -77.1508 | Building | 144.5 | 0 | Andrew Senker | 2014-04-14 | 2014-06-04 | Recommended | 7WAN051A |  | https://montgomerycountytfcg.s3.amazonaws.com/Applications/201405-17.pdf
201405-17-07 | T-Mobile | Antenna Change Out | Minor Modification | Claridge House Apts | 179 | 2445 | Lyttonsville Rd | Silver Spring | CRT-1.25, C-0.25, R-1.25, H-150 | C & C Apartments Assoc LP |  | Private | 39 | -77.0525 | Building | 125 | 0 | Andrew Senker | 2014-04-14 | 2014-06-04 | Recommended | 7WAN052A |  | https://montgomerycountytfcg.s3.amazonaws.com/Applications/201405-17.pdf
201405-17-08 | T-Mobile | Antenna Change Out | Minor Modification | Summit Hills Apartments | 58 | 8484 | 16th St | Silver Spring | CR-2.5 C-0.25 R-2.5 H-145 | Summit Hills LLC |  | Private | 38.9951 | -77.037 | Building | 98.8 | 0 | Andrew Senker | 2014-04-14 | 2014-06-04 | Recommended | 7WAN059A |  | https://montgomerycountytfcg.s3.amazonaws.com/Applications/201405-17.pdf
201405-17-09 | T-Mobile | Antenna Change Out | Minor Modification | Rock Creek Terrace Apts | 8 | 12630 | Veirs Mill Rd | Rockville | R-10 | Rock Creek Terrace LP |  | Private | 39.0631 | -77.0964 | Building | 153 | 0 | Andrew Senker | 2014-04-14 | 2014-06-04 | Recommended | 7WAN079A |  | https://montgomerycountytfcg.s3.amazonaws.com/Applications/201405-17.pdf
201405-17-10 | T-Mobile | Antenna Change Out | Minor Modification | Westfield South 1 | 417 | 11002 | Veirs Mill Rd | Wheaton | GR-1.5 | Wheaton Shopping |  | Private | 39.0349 | -77.0524 | Building | 100 | 0 | Andrew Senker | 2014-04-14 | 2014-06-04 | Recommended | 7WAN093A |  | https://montgomerycountytfcg.s3.amazonaws.com/Applications/201405-17.pdf
201405-17-11 | T-Mobile | Antenna Change Out | Minor Modification | Takoma Business Center | 254 | 6930 | Carroll Ave | Takoma Park | CRT-1.5 C-1.5 R-0.5 H-50 | Takoma Business Center LLC |  | Private | 38.9753 | -77.0141 | Building | 110 | 0 | Andrew Senker | 2014-04-14 | 2014-06-04 | Recommended | 7WAN103A |  | https://montgomerycountytfcg.s3.amazonaws.com/Applications/201405-17.pdf
201405-17-12 | T-Mobile | Antenna Change Out | Minor Modification | Kensington House | 325 | 10225 | Frederick Ave | Kensington | R-10 | Bimblich-Diener & Co LLC |  | Private | 39.0247 | -77.0697 | Building | 83 | 0 | Andrew Senker | 2014-04-14 | 2014-06-04 | Recommended | 7WAN104A |  | https://montgomerycountytfcg.s3.amazonaws.com/Applications/201405-17.pdf
201405-17-13 | T-Mobile | Antenna Change Out | Minor Modification | Wildwood Medical Center | 367 | 10401 | Old Georgetown Rd | Bethesda | CRT-1.25 | Wildwood Medical Center |  | Private | 39.0265 | -77.1251 | Building | 50 | 0 | Andrew Senker | 2014-04-14 | 2014-06-04 | Recommended | 7WAN106B |  | https://montgomerycountytfcg.s3.amazonaws.com/Applications/201405-17.pdf
201405-17-14 | T-Mobile | Antenna Change Out | Minor Modification | NOAA | 283 | 6100 | Executive Blvd | Rockville | CR-1.5 C-1.5 R-1.0 H-100 | 6100 Executive, LLC |  | Private | 39.0478 | -77.1239 | Building | 100 | 0 | Andrew Senker | 2014-04-14 | 2014-06-04 | Recommended | 7WAN110C |  | https://montgomerycountytfcg.s3.amazonaws.com/Applications/201405-17.pdf
201405-11 | T-Mobile | Colocation | Colocation | Daly Elementary School | 324 | 20301 | Brandermill Dr | Germantown | R-90 | MCPS | School | Public | 39.1888 | -77.2325 | Monopole | 101 | 0 | A. Wicklund | 2014-04-11 | 2014-07-03 | Withdrawn | WAN144
201405-12 | Verizon Wireless | Antenna Change Out | Minor Modification | Northwood High School | 192 | 919 | University Blvd | Silver Spring | R-60 | Board of Education | School | Public | 39.0366 | -77.0223 | Monopole | 110 | 0 | Benjamin Pelletier | 2014-04-10 | 2014-06-04 | Recommended | Caddington |  | https://s3.amazonaws.com/montgomerycountytfcg/Applications/201405-12.pdf
201405-09 | Verizon Wireless | Colocation | Colocation | Phillips Office Building | 279 | 9420 | Key West Ave | Rockville | LSC-1.0 H-110 T | Key West III LP |  | Private | 39.1029 | -77.1938 | Building | 54.25 | 0 | Harold Bernadzikowski | 2014-04-04 | 2014-05-07 | Recommended | Medical Center Drive |  | https://s3.amazonaws.com/montgomerycountytfcg/Applications/201405-09.pdf
201405-10 | AT&T Wireless | New Monopole | New | Surmont Monopole | 477 | 21600 | West Offutt Rd | Poolesville | AR | Surmont LLC |  | Private | 39.1108 | -77.4529 | Monopole | 150 | 0 | S. Kinley | 2014-03-31 | 2014-07-02 | Recommended | Club Hollow |  | https://s3.amazonaws.com/montgomerycountytfcg/Applications/201405-10.pdf
201405-04 | AT&T Wireless | New Monopole | New | Tragero Properties | 476 | 2610 | Sherview Ln | Silver Spring | R-200 | Tragero Properties LLC |  | Private | 39.0812 | -76.9577 | Monopole | 150 | 0 | Phil Stetler | 2014-03-28 | 2014-05-07 | Recommended | Fireside Drive |  | https://s3.amazonaws.com/montgomerycountytfcg/Applications/201405-04.pdf
201405-03 | Verizon Wireless | Antenna Change Out | Minor Modification | Falls Rd Tank | 133 | 8505 | Aqueduct Rd | Potomac | R-90 | WSSC | WSSC | Public | 39.0598 | -77.1744 | Water Tank | 139 | 0 | Joshua Schakola | 2014-03-28 | 2014-05-07 | Recommended | Falls Road |  | https://s3.amazonaws.com/montgomerycountytfcg/Applications/201405-03.pdf
201405-05 | Verizon Wireless | Antenna Change Out | Minor Modification | Pinnacle Towers | 21 | 5202 | River Rd | Bethesda | IM-2.5 H-50 | Pinnacle Towers Inc |  | Private | 38.9639 | -77.1047 | Tower | 744.5 | 0 | Joshua Schakola | 2014-03-28 | 2014-06-04 | Recommended | River Road |  | https://s3.amazonaws.com/montgomerycountytfcg/Applications/201405-05.pdf
201405-06 | Verizon Wireless | Antenna Change Out | Minor Modification | Pepco 636-S | 311.02 | 13900 | Piney Meetinghouse Rd | Rockville | RE-2 | Pepco | Pepco | Private | 39.0679 | -77.23 | Tower | 126.5 | 0 | Joshua Schakola | 2014-03-28 | 2014-06-04 | Recommended | Travilah |  | https://s3.amazonaws.com/montgomerycountytfcg/Applications/201405-06.pdf
201405-07 | Verizon Wireless | Antenna Change Out | Minor Modification | Pepco 660-S | 272 | 11200 | Deborah Dr | Bethesda | R-90 | Pepco | Pepco | Private | 39.04 | -77.1646 | Tower | 146 | 0 | Joshua Schakola | 2014-03-28 | 2014-06-04 | Recommended | Tuckerman |  | https://s3.amazonaws.com/montgomerycountytfcg/Applications/201405-07.pdf
201405-08 | Sprint/Nextel | Add equipment. | Minor Modification | Baptist Home | 147 | 6301 | Greentree Rd | Bethesda | R-60 | Baptist Home for Children |  | Private | 39.0026 | -77.1273 | Monopole | 120 | 0 | Michael Bortz | 2014-03-26 | 2014-05-07 | Recommended | WA33XC939 |  | https://s3.amazonaws.com/montgomerycountytfcg/Applications/201405-08.pdf
201405-08-01 | Sprint/Nextel | Add Equipment. | Minor Modification | Silver Spring YMCA | 4 | 9800 | Hastings Dr | Silver Spring | R-60 | n |  | Private | 39.0159 | -77.0134 | Monopole | 120 | 0 | Michael Bortz | 2014-03-26 | 2014-05-07 | Recommended | AT&T Tower/YMCA |  | https://s3.amazonaws.com/montgomerycountytfcg/Applications/201405-08-01.pdf
201405-01 | Verizon Wireless | Antenna Change Out | Minor Modification | Brink Water Tank | 87 | 21701 | Ridge Rd | Germantown | AR | WSSC | WSSC | Public | 39.2126 | -77.238 | Water Tank | 124 | 0 | Joshua Schakola | 2014-03-13 | 2014-05-07 | Recommended | Goshen |  | https://s3.amazonaws.com/montgomerycountytfcg/Applications/201405-01.pdf
201405-02 | Verizon Wireless | Antenna Change Out | Minor Modification | Rock Creek Terrace Apts | 8 | 12630 | Veirs Mill Rd | Rockville | R-10 | Rock Creek Terrace LP |  | Private | 39.0631 | -77.0964 | Building | 153 | 0 | Joshua Schakola | 2014-03-13 | 2014-04-02 | Recommended | Parklawn |  | https://s3.amazonaws.com/montgomerycountytfcg/Applications/201405-02.pdf
201404-17 | Verizon Wireless | Colocation | Colocation | Public Storage Prosperity | 402 | 12355 | Prosperity Dr | Silver Spring | CR-0.75 C-0.75 R-0.25 H-75 | Public Storage LP |  | Private | 39.0579 | -76.9655 | Monopole | 140 | 0 | H. Morrison | 2014-03-12 | 2014-06-04 | Recommended | Prosperity |  | https://s3.amazonaws.com/montgomerycountytfcg/Applications/201404-17.pdf
201404-18 | Verizon Wireless | Colocation | Colocation | Londonderry Apts | 17 | 17060 | King James Way | Gaithersburg | R-20 | Londonderry Afforadable LLC |  | Private | 39.1361 | -77.2069 | Building | 81 | 0 | H. Morrison | 2014-03-12 | 2014-05-07 | Recommended | Nist |  | https://s3.amazonaws.com/montgomerycountytfcg/Applications/201404-18.pdf
201404-19 | Verizon Wireless | Colocation | Colocation | Public Storage Briggs Chaney | 415 | 3351 | Briggs Chaney Rd | Silver Spring | EOF-0.75, H-100 T | Shurgard Maryland Properties Inc |  | Private | 39.075 | -76.9422 | Monopole | 140 | 0 | H. Morrison | 2014-03-12 | 2014-04-02 | Recommended | Fairland |  | https://s3.amazonaws.com/montgomerycountytfcg/Applications/201404-19.pdf
201404-20 | Verizon Wireless | Colocation | Colocation | Hughes Methodist Church | 228 | 10700 | Georgia Ave | Silver Spring | R-60 | Hughes United Methodist Church | Church | Private | 39.0303 | -77.0481 | Building | 30 | 0 | H. Morrison | 2014-03-12 | 2014-04-02 | Recommended | Dennis |  | https://s3.amazonaws.com/montgomerycountytfcg/Applications/201404-20.pdf
201404-16 | AT&T Wireless | Colocation | Colocation | Rinaldi Property | 24 | 15700 | Georgia Ave | Olney | R-200 | Patricia V Rinaldi |  | Private | 39.1159 | -77.0745 | Monopole | 120 | 0 | R. Lusk | 2014-03-11 | 2014-05-07 | Recommended | Gleneagles |  | https://s3.amazonaws.com/montgomerycountytfcg/Applications/201404-16.pdf
201404-15 | AT&T Wireless | New Monopole | New | Stonebridge Homeowners Assoc. | 499 | 15000 | Muddy Branch Rd | Gaithersburg | PD-3 | Stonebridge Homeownoer's Association, Inc. |  | Private | 39.1022 | -77.2216 | Monopole | 110 | 0 | Phil Stetler | 2014-03-06 | 2014-07-02 | Recommended | Suffield - Stonebridge HOA |  | https://s3.amazonaws.com/montgomerycountytfcg/Applications/201404-15.pdf
201404-13 | Sirius XM | Antenna Change Out | Minor Modification | Grosvenor House Apts | 14 | 10101 | Grosvenor Pl | Rockville | R-10 | Grosvenor Park |  | Private | 39.0233 | -77.1044 | Building | 174 | 0 | D.Granowitz | 2014-02-27 | 2014-05-07 | Recommended | Grosvenor House |  | https://s3.amazonaws.com/montgomerycountytfcg/Applications/201404-13.pdf
201404-14 | Sirius XM | Antenna Change Out | Minor Modification | Democracy Center | 23 | 6903 | Rockledge Dr | Bethesda | CR-1.5 C-1.25 R-0.75 H-200 | G&I X Democracy Center LLC |  | Private | 39.0276 | -77.1405 | Building | 185 | 0 | D. Granowitz | 2014-02-27 | 2014-05-07 | Recommended | Democracy Center |  | https://s3.amazonaws.com/montgomerycountytfcg/Applications/201404-14.pdf
201504-15 | AT&T Wireless | Antenna Change Out | Minor Modification | Crescent Bldg | 84 | 4600 | East-West Hwy | Bethesda | CR-5.0 C-5.0 R-4.75 H-175 | Bethesda Crescent 4600 CO Limited Prtnrship |  | Private | 38.9845 | -77.0929 | Building | 128.83 | 0 | A. Knubel | 2014-02-25 | 2015-04-01 | Recommended | LTE 2015 WCS Crescent |  | https://s3.amazonaws.com/montgomerycountytfcg/Applications/201504-15.pdf
201504-21 | AT&T Wireless | Antenna Change Out | Minor Modification | Takoma Tower | 27 | 7051 | Carroll Ave | Takoma Park | NR-0.75 H-50 | Takoma Tower LP | County | Public | 38.9747 | -77.0105 | Building | 109.1 | 0 | A. Knubel | 2014-02-25 | 2015-04-01 | Recommended | LTE 2015 WCS Tulip Ave |  | https://s3.amazonaws.com/montgomerycountytfcg/Applications/201504-21.pdf
201404-11 | AT&T Wireless | Add equipment | Minor Modification | Crescent Bldg | 84 | 4600 | East-West Hwy | Bethesda | CR-5.0 C-5.0 R-4.75 H-175 | Bethesda Crescent 4600 CO Limited Prtnrship |  | Private | 38.9845 | -77.0929 | Building | 128.83 | 0 | Phil Stetler | 2014-02-20 | 2014-04-02 | Recommended | Crescent |  | https://s3.amazonaws.com/montgomerycountytfcg/Applications/201404-11.pdf
201404-11-01 | AT&T Wireless | Add Equipment | Minor Modification | Londonderry Apts | 17 | 17060 | King James Way | Gaithersburg | R-20 | Londonderry Afforadable LLC |  | Private | 39.1361 | -77.2069 | Building | 81 | 0 | Phil Stetler | 2014-02-20 | 2014-04-02 | Recommended | Londonderry |  | https://s3.amazonaws.com/montgomerycountytfcg/Applications/201404-11-01.pdf
201404-11-02 | AT&T Wireless | Add Equipment | Minor Modification | Sunrise Apts | 149 | 19310 | Club House Rd | Gaithersburg | R-10 | Sunrise Assisted Living |  | Private | 39.1738 | -77.2027 | Building | 70 | 0 | Phil Stetler | 2014-02-20 | 2014-04-02 | Recommended | Brassie Place |  | https://s3.amazonaws.com/montgomerycountytfcg/Applications/201404-11-02.pdf
201404-05 | Verizon Wireless | Antenna Change Out | Minor Modification | Silver Spring YMCA | 4 | 9800 | Hastings Dr | Silver Spring | R-60 | n |  | Private | 39.0159 | -77.0134 | Monopole | 120 | 0 | Joshua Schakola | 2014-02-18 | 2014-04-02 | Recommended | Woodmoor |  | https://s3.amazonaws.com/montgomerycountytfcg/Applications/201404-05.pdf
201404-06 | Verizon Wireless | Antenna Change Out | Minor Modification | Bethesda Country Club | 51.01 | 7601 | Bradley Blvd | Bethesda | R-200 | Bethesda Country Club |  | Private | 39.0153 | -77.1501 | Monopole | 150 | 0 | Joshua Schakola | 2014-02-18 | 2014-04-02 | Recommended | Bethesda Country Club |  | https://s3.amazonaws.com/montgomerycountytfcg/Applications/201404-06.pdf
201404-07 | Verizon Wireless | Antenna Change Out | Minor Modification | Hungerford Property | 244 | 14615 | Clopper Rd | Boyds | IM-0.25 H-50 | Walter Hungerford & Sons |  | Private | 39.1824 | -77.3029 | Monopole | 150 | 0 | Joshua Schakola | 2014-02-18 | 2014-07-02 | Recommended | Boyds |  | https://s3.amazonaws.com/montgomerycountytfcg/Applications/201404-07.pdf
201404-08 | Verizon Wireless | Antenna Change Out | Minor Modification | Baptist Home | 147 | 6301 | Greentree Rd | Bethesda | R-60 | Baptist Home for Children |  | Private | 39.0026 | -77.1273 | Monopole | 120 | 0 | Joshua Schakola | 2014-02-18 | 2014-06-04 | Recommended | Bradley Woods |  | https://s3.amazonaws.com/montgomerycountytfcg/Applications/201404-08.pdf
201404-09 | Verizon Wireless | Antenna Change Out | Minor Modification | Aspen Monopole | 104 | 15710 | New Hampshire Ave | Silver Spring | RE-2 | Michael A. Grodin |  | Private | 39.1161 | -76.9962 | Monopole | 172 | 0 | Jessica Schakola | 2014-02-18 | 2014-06-04 | Recommended | Browns Corner |  | https://s3.amazonaws.com/montgomerycountytfcg/Applications/201404-09.pdf
201404-10 | Verizon Wireless | Antenna Change Out | Minor Modification | MDOT-Rockville | 73 |  | I-270 & Montrose Rd | Rockville | R-90 | MDOT / State Hwy Admin. | State | Public | 39.0579 | -77.1537 | Monopole | 140 | -1 | Joshua Schakola | 2014-02-18 | 2014-06-04 | Recommended | Tilden Lane |  | https://s3.amazonaws.com/montgomerycountytfcg/Applications/201404-10.pdf
201404-01 | Verizon Wireless | Antenna Change Out | Minor Modification | Rinaldi Property | 24 | 15700 | Georgia Ave | Olney | R-200 | Patricia V Rinaldi |  | Private | 39.1159 | -77.0745 | Monopole | 120 | 0 | Benjamin Pelletier | 2014-02-17 | 2014-05-07 | Recommended | Layhill |  | https://s3.amazonaws.com/montgomerycountytfcg/Applications/201404-01.pdf
201404-02 | Verizon Wireless | Antenna Change Out | Minor Modification | Izaak Walton League | 6 | 18301 | Waring Station Rd | Germantown | R-200 | Izaak Walton League |  | Private | 39.1551 | -77.2535 | Tower | 224 | 0 | Benjamin Pelletier | 2014-02-17 | 2014-04-02 | Recommended | Sesame Seed |  | https://s3.amazonaws.com/montgomerycountytfcg/Applications/201404-02.pdf
201404-03 | Verizon Wireless | Antenna Change Out | Minor Modification | Dickerson Auto Center | 105 | 22210 | Dickerson Rd | Dickerson | IM-2.5 H-50 | SMS Partnership | Crown Castle | Private | 39.2211 | -77.4281 | Monopole | 175.5 | 0 | Benjamin Pelletier | 2014-02-17 | 2014-05-07 | Recommended | Dickerson |  | https://s3.amazonaws.com/montgomerycountytfcg/Applications/201404-03.pdf
201404-04 | Verizon Wireless | Colocation | Colocation | Knights of Columbus | 13.01 | 17001 | Overhill Rd | Derwood | RE-1 | MONTG CNCL K C BLDG CORP |  | Private | 39.1347 | -77.1418 | Monopole | 173 | 0 | Benjamin Pelletier | 2014-02-17 | 2014-04-02 | Recommended | Derwood |  | https://s3.amazonaws.com/montgomerycountytfcg/Applications/201404-04.pdf
201403-17 | Sprint/Nextel | Antenna Change Out | Minor Modification | Seneca Ayr Farm | 68 | 13100 | Old Baltimore Rd West | Boyds | IL-1.0 H-50 | Linthicum Properties Management LLC | Crown Castle | Private | 39.2124 | -77.2755 | Monopole | 140 | 0 | Steven Fanshaw | 2014-02-12 | 2014-03-05 | Recommended | WA54XC682 |  | https://s3.amazonaws.com/montgomerycountytfcg/Applications/201403-17.pdf
201403-19 | AT&T Wireless | Equipment Change Out | Minor Modification | Sandy Spring VFD 40 | 117 | 16911 | Georgia Ave | Olney | RE-2 | Sandy Spring Vol. Fire Dept. | Fire | Private | 39.1336 | -77.068 | Monopole | 150 | 0 | American Tower | 2014-02-12 | 2014-03-05 | Recommended | 305140 Olney MD |  | https://s3.amazonaws.com/montgomerycountytfcg/Applications/201403-19.pdf
201403-17-01 | Sprint/Nextel | Antenna Change Out. | Minor Modification | Avenel Golf Course | 55 | 10010 | Oaklyn Dr | Potomac | RE-2C | WSSC | WSSC | Public | 38.9951 | -77.2038 | Monopole | 130 | 0 | Steven Fanshaw | 2014-02-12 | 2014-03-05 | Recommended | WA33XC201 |  | https://s3.amazonaws.com/montgomerycountytfcg/Applications/201403-17-01.pdf
201403-17-02 | Sprint/Nextel | Antenna Change Out. | Minor Modification | Ferguson Farm | 63 | 14825 | Comus Rd | Boyds | AR | John W. Ferguson |  | Private | 39.2448 | -77.3004 | Tower | 193 | 0 | Steven Fanshaw | 2014-02-12 | 2014-03-05 | Recommended | DC03XC114 |  | https://s3.amazonaws.com/montgomerycountytfcg/Applications/201403-17-02.pdf
201403-17-03 | Sprint/Nextel | Antenna Change Out. | Minor Modification | Bullis Prep School | 22 | 10601 | Falls Rd | Potomac | RE-2 | The Bullis School Inc. | School | Private | 39.0296 | -77.1945 | Monopole | 130 | 0 | Steven Fanshaw | 2014-02-12 | 2014-03-05 | Recommended | DC03XC025 |  | https://s3.amazonaws.com/montgomerycountytfcg/Applications/201403-17-03.pdf
201403-17-04 | Sprint/Nextel | Antenna Change Out. | Minor Modification | Bethesda Country Club | 51.01 | 7601 | Bradley Blvd | Bethesda | R-200 | Bethesda Country Club |  | Private | 39.0153 | -77.1501 | Monopole | 150 | 0 | Steven Fanshaw | 2014-02-12 | 2014-03-05 | Recommended | DC03XC633 |  | https://s3.amazonaws.com/montgomerycountytfcg/Applications/201403-17-04.pdf
201403-17-05 | Sprint/Nextel | Antenna Change Out. | Minor Modification | Oakmont Monopole | 3 | 16801 | Oakmont Ave | Gaithersburg | IM-2.5 H-50 | 16801 Oakmont Avenue LLC |  | Private | 39.1315 | -77.174 | Monopole | 191 | 0 | Steven Fanshaw | 2014-02-12 | 2014-03-05 | Recommended | DC03XC129 |  | https://s3.amazonaws.com/montgomerycountytfcg/Applications/201403-17-05.pdf
201403-17-06 | Sprint/Nextel | Antenna Change Out. | Minor Modification | Beall Farm | 262 | 13201 | Lewisdale Rd | Clarksburg | AR | Rudell Beall & Sons Inc. |  | Private | 39.2886 | -77.2729 | Monopole | 184 | 0 | Steven Fanshaw | 2014-02-12 | 2014-03-05 | Recommended | WA54XC652 |  | https://s3.amazonaws.com/montgomerycountytfcg/Applications/201403-17-06.pdf
201403-13 | Verizon Wireless | Colocation | Colocation | Pepco 681-E | 473 |  | Olney Mill Rd and Wickham Rd | Olney | RE-1 | Pepco | Pepco | Private | 39.1616 | -77.0959 | Tower | 134 | 0 | J. Andrews | 2014-02-10 | 2014-03-05 | Recommended | Norbeck Grove |  | https://s3.amazonaws.com/montgomerycountytfcg/Applications/201403-13.pdf
201403-14 | Verizon Wireless | Colocation | Colocation | National 4-H Council Bldg | 44 | 7100 | Connecticut Ave | Chevy Chase | R-60 | National 4-H Council |  | Private | 38.981 | -77.0788 | Building | 36 | 0 | J. Andrews | 2014-02-10 | 2014-03-05 | Recommended | CC Church |  | https://s3.amazonaws.com/montgomerycountytfcg/Applications/201403-14.pdf
201403-15 | AT&T Wireless | New Monopole | New | Sligo Baptist Church | 474 | 1610 | Dennis Ave | Silver Spring | RC | Sligo Baptist Church Inc. |  | Private | 39.0256 | -77.0373 | Monopole | 101 | 0 | Phil Stetler | 2014-02-07 | 2014-05-07 | Recommended | Dennis Avenue |  | https://s3.amazonaws.com/montgomerycountytfcg/Applications/201403-15.pdf
201403-16 | Verizon Wireless | New Monopole | New | Neelsville Middle School | 475 | 11700 | Neelsville Church Rd | Germantown | R-200 | MCPS | School | Public | 39.1935 | -77.2406 | Monopole | 150 | 0 | D. De Laet | 2014-02-05 |  | Not recommended | Neelsville |  | https://s3.amazonaws.com/montgomerycountytfcg/Applications/201403-16.pdf
201403-18 | AT&T Wireless | Equipment Change Out | Minor Modification | Knights of Columbus | 13.01 | 17001 | Overhill Rd | Derwood | RE-1 | MONTG CNCL K C BLDG CORP |  | Private | 39.1347 | -77.1418 | Monopole | 173 | 0 | American Tower | 2014-02-05 | 2014-03-05 | Recommended | 305169 Montgomery Village |  | https://s3.amazonaws.com/montgomerycountytfcg/Applications/201403-18.pdf
201503-09 | AT&T Wireless | Antenna Change Out | Minor Modification | Sherwood High School | 157 | 300 | Olney-Sandy Spring Rd | Sandy Spring | RNC | Board of Education | School | Public | 39.1485 | -77.0172 | Monopole | 150 | 0 | Phil Stetler | 2014-02-02 | 2015-03-04 | Recommended | Sherwood High School |  | https://s3.amazonaws.com/montgomerycountytfcg/Applications/201503-09.pdf
201403-10 | AT&T Wireless | Add equipment | Minor Modification | Pavillion Apts | 31 | 5901 | Montrose Rd | Rockville | CR-4.0 C-0.25 R-4.0 H-190 | CP5 MONTEREY LLC |  | Private | 39.0537 | -77.1189 | Building | 152 | 0 | Phil Stetler | 2014-01-31 | 2014-03-05 | Recommended |  |  | https://s3.amazonaws.com/montgomerycountytfcg/Applications/201403-10.pdf
201403-11 | AT&T Wireless | Add equipment. | Minor Modification | Goshen Church Monopole | 271 | 7700 | Brink Rd | Gaithersburg | R-200 | Goshen United Methodist Church | Church | Private | 39.2097 | -77.1574 | Monopole | 129 | 0 | Phil Stetler | 2014-01-31 | 2014-03-05 | Recommended | Exodus |  | https://s3.amazonaws.com/montgomerycountytfcg/Applications/201403-11.pdf
201403-12 | Verizon Wireless | Colocation | Colocation | Pepco 162-S | 472 | 1400 | Ashton Rd | Ashton | RC | Pepco | Pepco | Private | 39.1617 | -76.9842 | Tower | 133 | 0 | J. Andrews | 2014-01-31 | 2014-03-05 | Recommended | Tucker |  | https://s3.amazonaws.com/montgomerycountytfcg/Applications/201403-12.pdf
201403-10-01 | AT&T Wireless | Add equipment | Minor Modification | Public Svc Training Academy | 7 | 10025 | Darnestown Rd | Rockville | CR-0.75 | Montgomery County | County | Public | 39.0992 | -77.2078 | Building | 78 | 0 | Phil Stetler | 2014-01-31 | 2014-03-05 | Recommended | Key West |  | https://s3.amazonaws.com/montgomerycountytfcg/Applications/MC201403-10-01.pdf
201403-11-01 | AT&T Wireless | Add equipment. | Minor Modification | Northwood High School | 192 | 919 | University Blvd | Silver Spring | R-60 | Board of Education | School | Public | 39.0366 | -77.0223 | Monopole | 110 | 0 | Phil Stetler | 2014-01-31 | 2014-03-05 | Recommended | Springbrook Manor |  | https://s3.amazonaws.com/montgomerycountytfcg/Applications/201403-11-01.pdf
201403-11-02 | AT&T Wireless | Add equipment. | Minor Modification | MDOT-Rockville | 73 |  | I-270 & Montrose Rd | Rockville | R-90 | MDOT / State Hwy Admin. | State | Public | 39.0579 | -77.1537 | Monopole | 140 | -1 | Phil Stetler | 2014-01-31 | 2014-03-05 | Recommended | Fortune Park |  | https://s3.amazonaws.com/montgomerycountytfcg/Applications/201403-11-02.pdf
201403-11-03 | AT&T Wireless | Add equipment. | Minor Modification | Kenwood Country Club | 30 | 5601 | River Rd | Bethesda | R-90 | Kenwood Country Club |  | Private | 38.9766 | -77.1142 | Tower | 230 | 0 | Phil Stetler | 2014-01-31 | 2014-03-05 | Recommended | Radnor Rd |  | https://s3.amazonaws.com/montgomerycountytfcg/Applications/201403-11-03.pdf
201403-11-04 | AT&T Wireless | Add equipment. | Minor Modification | Rockville Measuring Station | 102 | 15030 | Frederick Rd | Rockville | IM-2.5 H-50 | Atlantic Seaboard Corp |  | Private | 39.1021 | -77.1572 | Tower | 188 | 0 | Phil Stetler | 2014-01-31 | 2014-03-05 | Recommended | Lincoln Terrace |  | https://s3.amazonaws.com/montgomerycountytfcg/Applications/201403-11-04.pdf
201403-08 | Verizon Wireless | Colocation | Colocation | Pepco 171-S | 470 | 1801 | Ednor Rd | Silver Spring | RC | Pepco | Pepco | Private | 39.1399 | -76.9755 | Tower | 133 | 0 | D. De Laet | 2014-01-22 | 2014-03-05 | Recommended | Ednor Road (Pepco Tower 171-S) |  | https://s3.amazonaws.com/montgomerycountytfcg/Applications/201403-08.pdf
201403-09 | Verizon Wireless | Colocation | Colocation | Hampton Inn | 471 | 8728 | Colesville Rd | Silver Spring | CR-3.0 | Hospitality Assoc of Colesville LP |  | Private | 38.9985 | -77.0271 | Building | 130 | 0 | D. De Laet | 2014-01-22 | 2014-03-05 | Recommended | Sensitivity (Hampton Inn) |  | https://s3.amazonaws.com/montgomerycountytfcg/Applications/201403-09.pdf
201403-05 | Sprint/Nextel | Antenna Change Out | Minor Modification | Clark Building | 45 | 7500 | Old Georgetown Rd | Bethesda | CR-8.0 | Clark Office Bldg LP |  | Private | 38.985 | -77.0954 | Building | 230 | 0 | Charles Salamone | 2014-01-22 | 2014-03-05 | Recommended | DC103XC380 |  | https://montgomerycountytfcg.s3.amazonaws.com/Applications/201403-05.pdf
201403-06 | Sprint/Nextel | Antenna Change Out | Minor Modification | Montg College Germantown | 153 | 20200 | Observation Dr | Germantown | LSC-2.0 | Board of Comm College Trustees for Montgomery Coun | WSSC | Public | 39.1846 | -77.2499 | Tower | 300 | 0 | Charles Salamone | 2014-01-22 | 2014-03-05 | Recommended | DC03XC163 |  | https://montgomerycountytfcg.s3.amazonaws.com/Applications/201403-06.pdf
201403-05-01 | Sprint/Nextel | Antenna Change Out | Minor Modification | Verizon Building | 36 | 13100 | Columbia Pike | Silver Spring | EOF-0.75 H-100 T | Chesapeake and Potomac Tele Co MD |  | Private | 39.0713 | -76.9589 | Building | 68 | 0 | Charles Salamone | 2014-01-22 | 2014-03-05 | Recommended | DC03XC088 |  | https://montgomerycountytfcg.s3.amazonaws.com/Applications/201403-05.pdf
201403-05-02 | Sprint/Nextel | Antenna Change Out | Minor Modification | Semmes Building | 35 | 10220 | River Rd | Rocville | NR-0.75 | Semmes Buildng LLC |  | Private | 39.0182 | -77.2097 | Building | 42.5 | 0 | Charles Salamone | 2014-01-22 | 2014-03-05 | Recommended | DC03XC017 |  | https://montgomerycountytfcg.s3.amazonaws.com/Applications/201403-05.pdf
201403-05-03 | Sprint/Nextel | Antenna Change Out | Minor Modification | Montgomery Village | 300 | 18310 | Montgomery Village Ave | Gaithersburg | EOF-0.75 | BDC Montvale LLC |  | Private | 39.1571 | -77.2069 | Building | 91 | 0 | Charles Salamone | 2014-01-22 | 2014-03-05 | Recommended | WA60XC236 |  | https://montgomerycountytfcg.s3.amazonaws.com/Applications/201403-05.pdf
201403-05-04 | Sprint/Nextel | Antenna Change Out | Minor Modification | Montgomery Towers | 265 | 415 | Silver Spring Ave | Silver Spring | R-10 | Montgomery Towers LLC |  | Private | 38.9933 | -77.0108 | Building | 57 | 0 | Charles Salamone | 2014-01-22 | 2014-03-05 | Recommended | WA54XC436 |  | https://montgomerycountytfcg.s3.amazonaws.com/Applications/201403-05.pdf
201403-05-05 | Sprint/Nextel | Antenna Change Out | Minor Modification | Sunrise Apts | 149 | 19310 | Club House Rd | Gaithersburg | R-10 | Sunrise Assisted Living |  | Private | 39.1738 | -77.2027 | Building | 70 | 0 | Charles Salamone | 2014-01-22 | 2014-03-05 | Recommended | DC03XC149 |  | https://montgomerycountytfcg.s3.amazonaws.com/Applications/201403-05.pdf
201403-05-06 | Sprint/Nextel | Antenna Change Out | Minor Modification | National 4-H Council Bldg | 44 | 7100 | Connecticut Ave | Chevy Chase | R-60 | National 4-H Council |  | Private | 38.981 | -77.0788 | Building | 36 | 0 | Charles Salamone | 2014-01-22 | 2014-03-05 | Recommended | DC03XC364 |  | https://montgomerycountytfcg.s3.amazonaws.com/Applications/201403-05.pdf
201403-05-07 | Sprint/Nextel | Antenna Change Out | Minor Modification | Democracy Center | 23 | 6903 | Rockledge Dr | Bethesda | CR-1.5 C-1.25 R-0.75 H-200 | G&I X Democracy Center LLC |  | Private | 39.0276 | -77.1405 | Building | 185 | 0 | Charles Salamone | 2014-01-22 | 2014-03-05 | Recommended | DC03XC520 |  | https://montgomerycountytfcg.s3.amazonaws.com/Applications/201403-05.pdf
201403-05-08 | Sprint/Nextel | Antenna Change Out | Minor Modification | Classic Residence | 19 | 8100 | Connecticut Ave | Chevy Chase | R-10 | SNH CCMD Properties LLC |  | Private | 38.9917 | -77.0778 | Building | 138 | 0 | Charles Salamone | 2014-01-22 | 2014-03-05 | Recommended | DC03XC634 |  | https://montgomerycountytfcg.s3.amazonaws.com/Applications/201403-05.pdf
201403-05-09 | Sprint/Nextel | Antenna Change Out | Minor Modification | Pavillion Apts | 31 | 5901 | Montrose Rd | Rockville | CR-4.0 C-0.25 R-4.0 H-190 | CP5 MONTEREY LLC |  | Private | 39.0537 | -77.1189 | Building | 152 | 0 | Charles Salamone | 2014-01-22 | 2014-03-05 | Recommended | WA73XC279 |  | https://montgomerycountytfcg.s3.amazonaws.com/Applications/201403-05.pdf
201403-05-10 | Sprint/Nextel | Antenna Change Out | Minor Modification | Goldsboro Rd Site | 129 | 6400 | Goldsboro Rd | Bethesda | CRT-0.75 C-0.75 R-0.25 H-35 | 6400 Goldsboro LLC |  | Private | 38.9701 | -77.1296 | Building | 55.8 | 0 | Charles Salamone | 2014-01-22 | 2014-03-05 | Recommended | WA74XC741 |  | https://montgomerycountytfcg.s3.amazonaws.com/Applications/201403-05.pdf
201403-05-11 | Sprint/Nextel | Antenna Change Out | Minor Modification | Westwood Towers Apts | 33 | 5401 | Westbard Ave | Bethesda | CRT-3.0 | Housing Opportunities Comm Montgomery County |  | Private | 38.9643 | -77.1062 | Building | 150 | 0 | Charles Salamone | 2014-01-22 | 2014-03-05 | Recommended | DC03XC297 |  | https://montgomerycountytfcg.s3.amazonaws.com/Applications/201403-05.pdf
201403-05-12 | Sprint/Nextel | Antenna Change Out | Minor Modification | Chevy Chase Building | 18 | 5530 | Wisconsin Ave | Chevy Chase | CR-3.0 C-2.0 R-2.75 H-90 T | Friendship Propertie |  | Private | 38.9648 | -77.0883 | Building | 160 | 0 | Charles Salamone | 2014-01-22 | 2014-03-05 | Recommended | DC03XC304 |  | https://montgomerycountytfcg.s3.amazonaws.com/Applications/201403-05.pdf
201403-05-13 | Sprint/Nextel | Antenna Change Out | Minor Modification | 962 Wayne Ave | 46 | 962 | Wayne Ave | Silver Spring | CR-5.0 | Bsrep II MD Office Wayne LLC |  | Private | 38.9943 | -77.026 | Building | 112 | 0 | Charles Salamone | 2014-01-22 | 2014-03-05 | Recommended | DC03XC464 |  | https://montgomerycountytfcg.s3.amazonaws.com/Applications/201403-05.pdf
201403-06-01 | Sprint/Nextel | Antenna Change Out | Minor Modification | Damascus Tower | 78 | 26149 | Ridge Rd | Damascus | CRT-1.75 C-1.0 R-0.75 H-55 T | Montgomery County | County | Public | 39.2864 | -77.2069 | Tower | 260 | 0 | Charles Salamone | 2014-01-22 | 2014-03-05 | Recommended | WA33XC093 |  | https://montgomerycountytfcg.s3.amazonaws.com/Applications/201403-06.pdf
201403-06-02 | Sprint/Nextel | Antenna Change Out | Minor Modification | Rockville Measuring Station | 102 | 15030 | Frederick Rd | Rockville | IM-2.5 H-50 | Atlantic Seaboard Corp |  | Private | 39.1021 | -77.1572 | Tower | 188 | 0 | Charles Salamone | 2014-01-22 | 2014-03-05 | Recommended | WA33XC933 |  | https://montgomerycountytfcg.s3.amazonaws.com/Applications/201403-06.pdf
201403-06-03 | Sprint/Nextel | Antenna Change Out | Minor Modification | WWDC Radio Tower | 40 | 8800 | Brookeville Rd | Silver Spring | IM-2.5 H-50 | Chancellor Media Corp. |  | Private | 38.9999 | -77.057 | Tower | 695 | 0 | Charles Salamone | 2014-01-22 | 2014-03-05 | Recommended | DC03XC435 |  | https://montgomerycountytfcg.s3.amazonaws.com/Applications/201403-06.pdf
201403-06-04 | Sprint/Nextel | Antenna Change Out | Minor Modification | Haights Branch Tower | 112 | 5229 | Damascus Rd | Gaithersburg | AR | LECHLIDER DOUGLAS E & ROBIN L |  | Private | 39.2431 | -77.101 | Tower | 225 | 0 | Charles Salamone | 2014-01-22 | 2014-03-05 | Recommended | WA33XC094 |  | https://montgomerycountytfcg.s3.amazonaws.com/Applications/201403-06.pdf
201403-07 | Clearwire | Antenna Change Out | Minor Modification | Wheaton High School | 299 | 12501 | Dalewood Rd | Silver Spring | R-60 | MCPS | School | Public | 39.0595 | -77.0665 | Monopole | 100 | 0 | Jeremy Boone | 2014-01-20 | 2014-03-05 | Not recommended | MD-WSH0714 |  | https://s3.amazonaws.com/montgomerycountytfcg/Applications/201403-07.pdf
201403-02 | AT&T Wireless | Add Equipment. | Minor Modification | Cabin John Water Tank | 132 | 6711 | Tomlinson Terr | Cabin John | R-200 | WSSC | WSSC | Public | 38.9782 | -77.1597 | Water Tank | 133.5 | 0 | Phil Stetler | 2014-01-16 | 2014-03-05 | Withdrawn | Cabin John
201403-01 | AT&T Wireless | Add equipment. | Minor Modification | White Oak Towers Apts | 32 | 11700 | Old Columbia Pike | Silver Spring | R-10 | Old Columbia Pike Ltd. |  | Private | 39.0494 | -76.9805 | Building | 189 | 0 | Phil Stetler | 2014-01-16 | 2014-02-05 | Recommended | Carridge House Dr |  | https://montgomerycountytfcg.s3.amazonaws.com/Applications/201403-01.pdf
201403-01-01 | AT&T Wireless | Add Equipment. | Minor Modification | Miller Company Bldg | 309 | 4701 | Sangamore Rd | Bethesda | NR-0.75 H-45 | WC & AN Miller Development Co |  | Private | 38.9498 | -77.1194 | Building | 51.5 | 0 | Phil Stetler | 2014-01-16 | 2014-02-05 | Recommended | Pioneer |  | https://montgomerycountytfcg.s3.amazonaws.com/Applications/201403-01-01.pdf
201403-01-02 | AT&T Wireless | Add Equipment. | Minor Modification | Park Ritchie Apts | 48 | 7600 | Maple Ave | Takoma Park | R-10 | Park Ritchie LLC |  | Private | 38.9839 | -77.008 | Building | 151 | 0 | Phil Stetler | 2014-01-16 | 2014-02-05 | Recommended | FA 10029694 |  | https://montgomerycountytfcg.s3.amazonaws.com/Applications/201403-01-02.pdf
201403-01-03 | AT&T Wireless | Add Equipment. | Minor Modification | Grosvenor House Apts | 14 | 10101 | Grosvenor Pl | Rockville | R-10 | Grosvenor Park |  | Private | 39.0233 | -77.1044 | Building | 174 | 0 | Phil Stetler | 2014-01-16 | 2014-02-05 | Recommended | Grosvenor |  | https://montgomerycountytfcg.s3.amazonaws.com/Applications/201403-01-03.pdf
201403-01-04 | AT&T Wireless | Add Equipment. | Minor Modification | Continental Plaza | 154 | 7101 | Wisconsin Ave | Bethesda | CR-3.0 C-3.0 R-2.75 H-145 | 7101 Wisconsin Owner LLC |  | Private | 38.9803 | -77.0918 | Building | 145 | 0 | Phil Stetler | 2014-01-16 | 2014-02-05 | Recommended | Strathmore |  | https://montgomerycountytfcg.s3.amazonaws.com/Applications/201403-01-04.pdf
201403-01-05 | AT&T Wireless | Add Equipment. | Minor Modification | Westmoreland Church | 61 | 1 | Westmoreland Cir | Bethesda | R-60 | Westmoreland Cong. Church | Church | Private | 38.9494 | -77.1017 | Building | 35 | 0 | Phil Stetler | 2014-01-16 | 2014-02-05 | Recommended | Westmoreland Cong Church |  | https://montgomerycountytfcg.s3.amazonaws.com/Applications/201403-01-05.pdf
201403-01-06 | AT&T Wireless | Add Equipment. | Minor Modification | Summit Hills Apartments | 58 | 8484 | 16th St | Silver Spring | CR-2.5 C-0.25 R-2.5 H-145 | Summit Hills LLC |  | Private | 38.9951 | -77.037 | Building | 98.8 | 0 | Phil Stetler | 2014-01-16 | 2014-02-05 | Recommended | Summit Hills |  | https://montgomerycountytfcg.s3.amazonaws.com/Applications/201403-01-06.pdf
201403-01-07 | AT&T Wireless | Add Equipment. | Minor Modification | Promenade | 47 | 5225 | Pooks Hill Rd | Bethesda | R-H | Promenade Towers MH Corp |  | Private | 39.0174 | -77.1068 | Building | 193 | 0 | Phil Stetler | 2014-01-16 | 2014-02-05 | Recommended | Promenade |  | https://montgomerycountytfcg.s3.amazonaws.com/Applications/201403-01-07.pdf
201403-01-08 | AT&T Wireless | Add Equipment. | Minor Modification | Democracy Center | 23 | 6903 | Rockledge Dr | Bethesda | CR-1.5 C-1.25 R-0.75 H-200 | G&I X Democracy Center LLC |  | Private | 39.0276 | -77.1405 | Building | 185 | 0 | Phil Stetler | 2014-01-16 | 2014-02-05 | Recommended | Rockledge Center |  | https://montgomerycountytfcg.s3.amazonaws.com/Applications/201403-01-08.pdf
201403-01-09 | AT&T Wireless | Add Equipment. | Minor Modification | Aldon Building | 202 | 8200 | Wisconsin Ave | Bethesda | CR-3.0 | Alvin I.Brown c/o Aldon Mgmt |  | Private | 38.9919 | -77.0963 | Building | 143 | 0 | Phil Stetler | 2014-01-16 | 2014-02-05 | Recommended | Battery Lane |  | https://montgomerycountytfcg.s3.amazonaws.com/Applications/201403-01-09.pdf
201403-01-10 | AT&T Wireless | Add Equipment. | Minor Modification | Maplewood Park | 212 | 9707 | Old Georgetown Rd | Bethesda | RT-12.5 | The Maplewood Entities |  | Private | 39.0149 | -77.1161 | Building | 56 | 0 | Phil Stetler | 2014-01-16 | 2014-02-05 | Recommended | FA 10069662 |  | https://montgomerycountytfcg.s3.amazonaws.com/Applications/201403-01-10.pdf
201403-01-11 | AT&T Wireless | Add Equipment. | Minor Modification | Schlesinger Building | 250 | 3720 | Farragut Ave | Kensington | CRT-1.5 C-1.0 R-1.0 H-45 | FARRAGUT BT LLC |  | Private | 39.0317 | -77.0743 | Building | 58 | 0 | Phil Stetler | 2014-01-16 | 2014-02-05 | Recommended | FA 10030296 |  | https://montgomerycountytfcg.s3.amazonaws.com/Applications/201403-01-11.pdf
201403-01-12 | AT&T Wireless | Add Equipment. | Minor Modification | Takoma Tower | 27 | 7051 | Carroll Ave | Takoma Park | NR-0.75 H-50 | Takoma Tower LP | County | Public | 38.9747 | -77.0105 | Building | 109.1 | 0 | Phil Stetler | 2014-01-16 | 2014-02-05 | Recommended | Piney Branch |  | https://montgomerycountytfcg.s3.amazonaws.com/Applications/201403-01-12.pdf
201403-01-13 | AT&T Wireless | Add Equipment. | Minor Modification | Seventh Day Adventist | 317 | 12501 | Old Columbia Pike | Silver Spring | EOF-1.5 | Seventh Day Adventists |  | Private | 39.0616 | -76.9656 | Building | 30 | 0 | Phil Stetler | 2014-01-16 | 2014-02-05 | Recommended | Seventh Day |  | https://montgomerycountytfcg.s3.amazonaws.com/Applications/201403-01-13.pdf
201403-02-01 | AT&T Wireless | Add Equipment. | Minor Modification | Glenmont Tank | 12 | 12413 | Georgia Ave | Silver Spring | CR-2.0 C-0.5 R-1.75 H-120 | WSSC | WSSC | Public | 39.0616 | -77.0516 | Water Tank | 183 | 0 | Phil Stetler | 2014-01-16 | 2014-03-05 | Withdrawn | Glenmont
201402-06 | AT&T Wireless | Add equipment. | Minor Modification | Woodside Water Tank | 1 | 1945 | Seminary Pl | Silver Spring | R-60 | WSSC | WSSC | Public | 39.0099 | -77.0425 | Water Tank | 117 | 0 | Phil Stetler | 2014-01-13 |  | Withdrawn | AWE Boyer Place
201402-07 | AT&T Wireless | Add equipment | Minor Modification | Sarem Farm | 50 | 15901 | Columbia Pike | Burtonsville | RC | Jennifer Sarem |  | Private | 39.118 | -76.9292 | Monopole | 150 | 0 | Phil Stetler | 2014-01-13 | 2014-02-05 | Recommended | Sarem Farm |  | https://s3.amazonaws.com/montgomerycountytfcg/Applications/201402-07.pdf
201402-05 | AT&T Wireless | Add equipment | Minor Modification | Renaissance Plaza Apts | 16 | 14000 | Castle Blvd | Silver Spring | R-20 | Renaissance Plaza Condo |  | Private | 39.0858 | -76.9419 | Building | 100 | 0 | Phil Stetler | 2014-01-13 | 2014-02-05 | Recommended | Armilla Court |  | https://s3.amazonaws.com/montgomerycountytfcg/Applications/201402-05.pdf
201402-05-01 | AT&T Wireless | Add equipment | Minor Modification | Rock Creek | 304 | 8630 | Fenton St | Silver Spring | CR-6.0 C-6.0 R-6.0 H-260 | Gudelsky Co |  | Private | 38.9979 | -77.0285 | Building | 143 | 0 | Phil Stetler | 2014-01-13 | 2014-02-05 | Recommended | Rock Creek |  | https://s3.amazonaws.com/montgomerycountytfcg/Applications/201402-05-01.pdf
201402-05-02 | AT&T Wireless | Add equipment | Minor Modification | Village Square Apts | 43.01 | 11927 | Veirs Mill Rd | Silver Spring | R-30 | Kay Management/Louis Grossberg et. al. |  | Private | 39.0525 | -77.0753 | Building | 42 | 0 | Phil Stetler | 2014-01-13 | 2014-02-05 | Recommended | Village Square |  | https://s3.amazonaws.com/montgomerycountytfcg/Applications/201402-05-02.pdf
201402-05-03 | AT&T Wireless | Add equipment | Minor Modification | Westlake Towers | 155 | 7420 | Westlake Terr | Bethesda | R-H | Westlake Park Condo |  | Private | 39.026 | -77.1508 | Building | 144.5 | 0 | Phil Stetler | 2014-01-13 | 2014-02-05 | Recommended | Arizona Circle |  | https://s3.amazonaws.com/montgomerycountytfcg/Applications/201402-05-03.pdf
201402-05-04 | AT&T Wireless | Add equipment | Minor Modification | Hampshire Towers | 326 | 7401 | New Hampshire Ave | Takoma Park | CRT-2.0, C-0.5, R-1.5, H-130 | Oxon Equities Corp |  | Private | 38.9834 | -76.9872 | Building | 95.83 | 0 | Phil Stetler | 2014-01-13 | 2014-02-05 | Recommended | Gail Brenner |  | https://s3.amazonaws.com/montgomerycountytfcg/Applications/201402-05-04.pdf
201402-05-05 | AT&T Wireless | Add equipment | Minor Modification | Chateau Apartments | 53.01 | 9727 | Mt. Pisgah Rd | Silver Spring | R-H | Hillzo LP |  | Private | 39.0168 | -76.9745 | Building | 159 | 0 | Phil Stetler | 2014-01-13 | 2014-02-05 | Recommended | Gill |  | https://s3.amazonaws.com/montgomerycountytfcg/Applications/201402-05-05.pdf
201402-05-06 | AT&T Wireless | Add Equipment | Minor Modification | Wayne Manchester Towers | 229.1 | 75 | Wayne Ave E | Silver Spring | R-10 | Wayne Manchester Limited Partnership |  | Private | 39.0001 | -77.0082 | Building | 72 | 0 | Phil Stetler | 2014-01-13 | 2014-02-05 | Recommended |  |  | https://s3.amazonaws.com/montgomerycountytfcg/Applications/201402-05-06.pdf
201402-05-07 | AT&T Wireless | Add Equipment. | Minor Modification | Park Montgomery II | 239 | 8830 | Piney Branch Rd | Silver Spring | R-10 | Pineway Towers Condominium Inc |  | Private | 39.0003 | -76.9928 | Building | 102.5 | 0 | Phil Stetler | 2014-01-13 | 2014-02-05 | Recommended | Piney Branch |  | https://s3.amazonaws.com/montgomerycountytfcg/Applications/201402-05-07.pdf
201402-05-08 | AT&T Wireless | Add equipment. | Minor Modification | Germantown AT&T Store | 330 | 20934 | Frederick Rd | Germantown | R-H | Germantown AT&T |  | Private | 39.2033 | -77.2483 | Building | 0 | 0 | Phil Stetler | 2014-01-13 | 2014-02-05 | Recommended | Germantown Store |  | https://s3.amazonaws.com/montgomerycountytfcg/Applications/201402-05-08.pdf
201402-06-01 | AT&T Wireless | Add equipment. | Minor Modification | Bradley Water Tank 2 | 72.02 | 5603 | Radnor Rd | Bethesda | R-90 | WSSC | WSSC | Public | 38.9801 | -77.1136 | Water Tank | 106 | 0 | Phil Stetler | 2014-01-13 |  | Withdrawn | Kenwood Water Tank
201402-06-02 | AT&T Wireless | Add equipment. | Minor Modification | Olney Water Tank | 25 | 17710 | Buehler Rd | Olney | RT-12.5 | WSSC | WSSC | Public | 39.1478 | -77.0644 | Water Tank | 118 | 0 | Phil Stetler | 2014-01-13 |  | Withdrawn | Spartan
201402-07-01 | AT&T Wireless | Add equipment. | Minor Modification | Pepco 103-S | 346 | 8700 | Snouffer School Rd | Gaithersburg | R-200 | Pepco | Pepco | Private | 39.1861 | -77.1791 | Tower | 126.5 | 0 | Phil Stetler | 2014-01-13 | 2014-02-05 | Recommended | Neelsville |  | https://s3.amazonaws.com/montgomerycountytfcg/Applications/201402-07.pdf
201402-07-02 | AT&T Wireless | Add equipment. | Minor Modification | Pepco 683-W | 110 | 18300 | Bowie Mill Rd | Olney | RE-1 | Pepco | Pepco | Private | 39.1562 | -77.0925 | Tower | 151 | 0 | Phil Stetler | 2014-01-13 | 2014-02-05 | Recommended | Weston Place |  | https://s3.amazonaws.com/montgomerycountytfcg/Applications/201402-07.pdf
201402-07-03 | AT&T Wireless | Add equipment. | Minor Modification | Damascus VFD 13 Activity Ctr | 107 | 10211 | Lewis Dr | Damascus | RE-2C | Damascus VFD | Fire | Private | 39.2908 | -77.2135 | Monopole | 200 | 0 | Phil Stetler | 2014-01-13 | 2014-02-05 | Recommended | Damascus |  | https://s3.amazonaws.com/montgomerycountytfcg/Applications/201402-07.pdf
201402-07-04 | AT&T Wireless | Add equipment. | Minor Modification | Super Fresh Shopping Ctr. | 52 | 3901 | Aspen Hill Rd | Silver Spring | CRT-2.25 C-1.5 R-0.75 H-75 | LDG Inc |  | Private | 39.0821 | -77.079 | Monopole | 116 | 0 | Phil Stetler | 2014-01-13 | 2014-02-05 | Recommended | Aspen Hill |  | https://s3.amazonaws.com/montgomerycountytfcg/Applications/201402-07.pdf
201402-07-05 | AT&T Wireless | Add equipment. | Minor Modification | Sherwood High School | 157 | 300 | Olney-Sandy Spring Rd | Sandy Spring | RNC | Board of Education | School | Public | 39.1485 | -77.0172 | Monopole | 150 | 0 | Phil Stetler | 2014-01-13 | 2014-02-05 | Recommended | Sherwood High School |  | https://s3.amazonaws.com/montgomerycountytfcg/Applications/201402-07.pdf
201402-07-06 | AT&T Wireless | Add equipment. | Minor Modification | Tri-State Stone Quarry | 20 | 8200 | Seven Locks Rd | Bethesda | R-200 | Ben Porto & Son LTD |  | Private | 38.9887 | -77.1614 | Monopole | 154 | 0 | Phil Stetler | 2014-01-13 | 2014-02-05 | Recommended | Tri-State Stone Quarry |  | https://s3.amazonaws.com/montgomerycountytfcg/Applications/201402-07.pdf
201402-07-07 | AT&T Wireless | Add equipment. | Minor Modification | Colesville Monopole | 76 | 49 | Randolph Rd | Colesville | NR-0.75 H-45 | A.I. GLENVIEW LLC M & ML PATRIOT LLC ETAL |  | Private | 39.0764 | -77.0028 | Monopole | 150 | 0 | Phil Stetler | 2014-01-13 | 2014-02-05 | Recommended | Fairknoll |  | https://s3.amazonaws.com/montgomerycountytfcg/Applications/201402-07.pdf
201402-07-08 | AT&T Wireless | Add equipment. | Minor Modification | Argyle Country Club | 111 | 14600 | Argyle Club Rd | Silver Spring | RE-2 | Argyle Land Company |  | Private | 39.0961 | -77.0526 | Monopole | 125 | 0 | Phil Stetler | 2014-01-13 | 2014-02-05 | Recommended | Silver Spring |  | https://s3.amazonaws.com/montgomerycountytfcg/Applications/201402-07.pdf
201402-04 | AT&T Wireless | Colocation | Colocation | Extra Space Storage | 350 | 19500 | Frederick Rd | Germantown | GR-1.5 H-45 | Extra Space Properties 131 LLC |  | Private | 39.1755 | -77.24 | Monopole | 120 | 0 | R. Lusk | 2014-01-10 | 2014-02-05 | Recommended |  |  | https://s3.amazonaws.com/montgomerycountytfcg/Applications/201402-04.pdf
201402-03 | AT&T Wireless | New Monopole | New | Aspen Hill Park | 469 | 5013 | Baltic Ave | Rockville | R-60 | Maryland National Capital Park & Planning Commissi |  | Public | 39.0725 | -77.1053 | Monopole | 124 | 0 | Phil Stetler | 2013-12-26 | 2014-03-05 | Recommended | Viers Mill |  | https://s3.amazonaws.com/montgomerycountytfcg/Applications/201402-03.pdf
201402-01 | AT&T Wireless | New Monopole | New | A. Mario Loiederman M.S. | 89 | 12701 | Goodhill Rd | Silver Spring | R-60 | Board of Education |  | Public | 39.0663 | -77.0704 | Monopole | 100 | 0 | Phil Stetler | 2013-12-23 |  | Withdrawn | Kayson
201402-02 | AT&T Wireless | New Monopole | New | Rattlewood Golf Course | 468 | 13501 | Penn Shop Rd | Mt Airy | AR | Montgomery County Revenue Authority |  | Private | 39.3405 | -77.1949 | Monopole | 100 | 0 | Phil Stetler | 2013-12-23 | 2014-03-05 | Recommended | Penn Shop |  | https://s3.amazonaws.com/montgomerycountytfcg/Applications/201402-02.pdf
201401-05 | Verizon Wireless | Colocation | Colocation | Albert Einstein High School | 298 | 11135 | Newport Mill Rd | Silver Spring | R-60 | MCPS | School | Public | 39.0401 | -77.0646 | Monopole | 130 | 0 | Timothy Dwyer | 2013-12-17 | 2014-01-08 | Recommended | Newport Mill |  | https://s3.amazonaws.com/montgomerycountytfcg/Applications/201401-05.pdf
201401-04 | AT&T Wireless | Colocation | Colocation | Daly Elementary School | 324 | 20301 | Brandermill Dr | Germantown | R-90 | MCPS | School | Public | 39.1888 | -77.2325 | Monopole | 101 | 0 | L. Ziegler | 2013-11-27 | 2014-01-08 | Recommended | Green Valley |  | https://s3.amazonaws.com/montgomerycountytfcg/Applications/201401-04.pdf
201401-03 | AT&T Wireless | Colocation | Colocation | Public Storage Briggs Chaney | 415 | 3351 | Briggs Chaney Rd | Silver Spring | EOF-0.75, H-100 T | Shurgard Maryland Properties Inc |  | Private | 39.075 | -76.9422 | Monopole | 140 | 0 | Phil Stetler | 2013-11-20 | 2014-02-05 | Recommended | Canberra |  | https://s3.amazonaws.com/montgomerycountytfcg/Applications/201401-03.pdf
201401-01 | Verizon Wireless | Colocation | Colocation | Spencerville Free Methodist Church | 387 | 2100 | Spencerville Rd | Spencerville | RE-1 | Spencerville Free Methodist Church | Church | Private | 39.1181 | -76.9682 | Monopole | 102 | 0 | D. De Laet | 2013-11-14 | 2013-12-04 | Recommended | Paris Ridge |  | https://s3.amazonaws.com/montgomerycountytfcg/Applications/201401-01.pdf
201401-02 | Verizon Wireless | Colocation | Colocation | Sherwood High School | 157 | 300 | Olney-Sandy Spring Rd | Sandy Spring | RNC | Board of Education | School | Public | 39.1485 | -77.0172 | Monopole | 150 | 0 | D. De Laet | 2013-11-14 | 2014-02-05 | Recommended | Sandy Spring |  | https://s3.amazonaws.com/montgomerycountytfcg/Applications/201401-02.pdf
201312-11 | Verizon Wireless | Colocation | Colocation | Benmar Property | 125 | 23000 | Whites Ferry Rd (18500 Elmers School Rd) | Dickerson | AR | Tower Road LLC |  | Private | 39.1574 | -77.4854 | Tower | 230 | 0 | D. De Laet | 2013-11-12 | 2014-01-08 | Recommended | Mason |  | https://s3.amazonaws.com/montgomerycountytfcg/Applications/201312-11.pdf
201312-12 | Verizon Wireless | Colocation | Colocation | Pepco 37-S | 467 | 18917 | Bucklodge Rd | Boyds | AR | Pepco | Pepco | Private | 39.1693 | -77.3603 | Tower | 148.9 | 0 | D. De Laet | 2013-11-12 | 2013-12-04 | Recommended | Moore |  | https://s3.amazonaws.com/montgomerycountytfcg/Applications/201312-12.pdf
201312-13 | Verizon Wireless | Colocation | Colocation | Haights Branch Tower | 112 | 5229 | Damascus Rd | Gaithersburg | AR | LECHLIDER DOUGLAS E & ROBIN L |  | Private | 39.2431 | -77.101 | Tower | 225 | 0 | D. De Laet | 2013-11-12 | 2013-12-04 | Recommended | Haights Branch |  | https://s3.amazonaws.com/montgomerycountytfcg/Applications/201312-13.pdf
201312-06 | Verizon Wireless | Colocation | Colocation | Lloyd Property | 268 | 21410 | Beallsville Rd | Dickerson | AR | DRISKELL LISBETH I DRISKELL BRIAN V |  | Private | 39.2086 | -77.3853 | Monopole | 140 | 0 | D. De Laet | 2013-11-05 | 2013-12-04 | Recommended | Barnesville |  | https://s3.amazonaws.com/montgomerycountytfcg/Applications/201312-06.pdf
201312-07 | Verizon Wireless | Colocation | Colocation | Laytonsville | 321 | 4301 | Brookeville Rd | Brookeville | AR | Jane C Maller, Trustee |  | Private | 39.184 | -77.0815 | Monopole | 182 | 0 | D. De Laet | 2013-11-05 | 2013-12-04 | Recommended | Reedy |  | https://s3.amazonaws.com/montgomerycountytfcg/Applications/201312-07.pdf
201312-08 | Verizon Wireless | Colocation | Colocation | Oakview Recreation Assoc. | 344 | 1101 | Corliss St | Silver Spring | R-90 | Oakview Recreation Association |  | Private | 39.017 | -76.99 | Monopole | 120 | 0 | D. De Laet | 2013-11-05 | 2014-01-08 | Recommended | Franklin Knolls |  | https://s3.amazonaws.com/montgomerycountytfcg/Applications/201312-08.pdf
201312-09 | Verizon Wireless | Colocation | Colocation | Pepco 148-N | 193.01 | 0 | Gold Mine Rd | Brinklow | R-C | Pepco | Pepco | Private | 39.1802 | -77.0277 | Tower | 146 | 0 | D. De Laet | 2013-11-05 | 2014-01-08 | Recommended | Brinklow |  | https://s3.amazonaws.com/montgomerycountytfcg/Applications/201312-09.pdf
201312-10 | Verizon Wireless | Colocation | Colocation | Shumaker Property | 127 | 0 | Peach Tree Rd | Boyds | AR | Shumaker Family Properties LLC |  | Private | 39.1996 | -77.3481 | Tower | 150 | 0 | D. De Laet | 2013-11-05 | 2014-01-08 | Recommended | Peach Tree |  | https://s3.amazonaws.com/montgomerycountytfcg/Applications/201312-10.pdf
201312-05 | AT&T Wireless | Colocation | Colocation | St. Luke Lutheran Church | 5 | 9100 | Colesville Rd | Silver Spring | R-60 | St. Luke Lutheran Church | Church | Private | 39.005 | -77.0238 | Building | 25 | 0 | Phil Stetler | 2013-10-28 | 2014-01-08 | Recommended | Ellsworth |  | https://s3.amazonaws.com/montgomerycountytfcg/Applications/201312-05.pdf
201312-04 | T-Mobile | Antenna Change Out | Minor Modification | Weitzer Property | 123 | 0 | Sugarland Rd | Poolesville | AR | BLUFFING GOAT FARM LLC |  | Private | 39.0857 | -77.3982 | Monopole | 195 | 0 | Michael Bortz | 2013-10-22 | 2013-12-04 | Recommended | 7WAN520A |  | https://s3.amazonaws.com/montgomerycountytfcg/Applications/201312-04.pdf
201312-03 | AT&T Wireless | Colocation | Colocation | National Cancer Institute Bldg | 466 | 9609 | Medical Center Dr | Rockville | LSC-1.5 | National Cancer Institute |  | Building | 39.104 | -77.1961 | Building | 123 | 0 | Phil Stetler | 2013-10-21 | 2013-12-04 | Recommended | Lousancti |  | https://s3.amazonaws.com/montgomerycountytfcg/Applications/201312-03.pdf
201312-02 | Verizon Wireless | Antenna Change Out | Minor Modification | Bradley Water Tank 2 | 72.02 | 5603 | Radnor Rd | Bethesda | R-90 | WSSC | WSSC | Public | 38.9801 | -77.1136 | Water Tank | 106 | 0 | Joshua Schakola | 2013-10-18 | 2013-12-04 | Recommended | Kenwood |  | https://s3.amazonaws.com/montgomerycountytfcg/Applications/201312-02.pdf
201312-01 | Sirius XM | Antenna Change Out | Minor Modification | Carver Tower | 124 | 2647 | W University Blvd | Silver Spring | CR-5.0 C-4.5 R-4.5 H-130 | Bajwa Property Management LLC |  | Private | 39.0407 | -77.0549 | Tower | 275 | 0 | J. McAuliffe | 2013-10-17 | 2014-01-08 | Recommended | Carver Tower |  | https://s3.amazonaws.com/montgomerycountytfcg/Applications/201312-01.pdf
201311-12 | T-Mobile | Antenna Change Out | Minor Modification | Laytonsville | 321 | 4301 | Brookeville Rd | Brookeville | AR | Jane C Maller, Trustee |  | Private | 39.184 | -77.0815 | Monopole | 182 | 0 | Michael Bortz | 2013-10-11 | 2013-11-06 | Recommended | 7WAN497A |  | https://s3.amazonaws.com/montgomerycountytfcg/Applications/201311-12.pdf
201311-13 | AT&T Wireless | Colocation | Colocation | Wildlife Club Monopole | 428 | 26430 | Mullinix Mill Rd | Mt. Airy | AR | Wildlife Achievement Club |  | Private | 39.2927 | -77.153 | Monopole | 149 | 0 | Phil Stetler | 2013-10-11 | 2013-12-04 | Recommended | Long Range |  | https://s3.amazonaws.com/montgomerycountytfcg/Applications/201311-13.pdf
201311-10 | Verizon Wireless | Antenna Change Out | Minor Modification | Parkside Plaza | 255 | 9039 | Sligo Creek Pkwy | Silver Spring | R-10 | Parkside Plaza Condo |  | Private | 39.0042 | -77.0136 | Building | 150 | 0 | Joshua Schakola | 2013-10-10 | 2013-11-06 | Recommended | Parkside Plaza |  | https://s3.amazonaws.com/montgomerycountytfcg/Applications/201311-10.pdf
201311-11 | Verizon Wireless | Colocation | Colocation | Bethesda Row | 465 | 7255 | Woodmont Ave | Bethesda | CR-5.0 C-5.0 R-5.0 H-145 | Street Retail Inc. |  | Private | 38.9818 | -77.0955 | Building | 65 | 0 | D. Lavan | 2013-10-10 | 2013-11-06 | Recommended | Bethesda Row |  | https://s3.amazonaws.com/montgomerycountytfcg/Applications/201311-11.pdf
201311-08 | T-Mobile | Antenna Change Out | Minor Modification | Shumaker Property | 127 | 0 | Peach Tree Rd | Boyds | AR | Shumaker Family Properties LLC |  | Private | 39.1996 | -77.3481 | Tower | 150 | 0 | Andrew Senker | 2013-10-04 | 2013-11-06 | Recommended | 7WAN370B |  | https://s3.amazonaws.com/montgomerycountytfcg/Applications/201311-08.pdf
201311-09 | T-Mobile | Antenna Change Out | Minor Modification | Lloyd Property | 268 | 21410 | Beallsville Rd | Dickerson | AR | DRISKELL LISBETH I DRISKELL BRIAN V |  | Private | 39.2086 | -77.3853 | Monopole | 140 | 0 | Andrew Senker | 2013-10-04 | 2013-11-06 | Recommended | 7WAN562B |  | https://s3.amazonaws.com/montgomerycountytfcg/Applications/201311-09.pdf
201311-03 | Verizon Wireless | Colocation | Colocation | Beall Farm | 262 | 13201 | Lewisdale Rd | Clarksburg | AR | Rudell Beall & Sons Inc. |  | Private | 39.2886 | -77.2729 | Monopole | 184 | 0 | Timothy Dwyer | 2013-09-25 | 2013-11-06 | Recommended | King Valley |  | https://s3.amazonaws.com/montgomerycountytfcg/Applications/201311-03.pdf
201311-04 | T-Mobile | Antenna Change Out | Minor Modification | Pyle Property | 190 | 211 | Ednor Rd | Silver Spring | RE-2 | Helen Pyle et al |  | Private | 39.1252 | -77.0182 | Monopole | 162 | 0 | Michael Bortz | 2013-09-25 | 2013-11-06 | Recommended | 7WAN154F |  | https://s3.amazonaws.com/montgomerycountytfcg/Applications/201311-04.pdf
201311-05 | T-Mobile | Antenna Change Out | Minor Modification | Quail Hill Farms | 90 | 301 | Quailhill Drive | Brookeville | R | Andrew Austin |  | Private | 39.1628 | -77.0056 | Monopole | 170 | 0 | Michael Bortz | 2013-09-25 | 2013-11-06 | Recommended | 7WAN175A |  | https://s3.amazonaws.com/montgomerycountytfcg/Applications/201311-05.pdf
201311-06 | T-Mobile | Antenna Change Out | Minor Modification | McDonnell property | 93.01 | 20315 | Georgia Ave | Brookeville | RC | Timothy McDonnell |  | Private | 39.1899 | -77.0607 | Monopole | 188 | 0 | Michael Bortz | 2013-09-25 | 2013-11-06 | Recommended | 7WAN176A |  | https://s3.amazonaws.com/montgomerycountytfcg/Applications/201311-06.pdf
201311-07 | T-Mobile | Antenna Change Out | Minor Modification | Barnhart Property | 220 | 24000 | Laytonsville Rd | Gaithersburg | AR | Ruppert Family 2012 Trust |  | Private | 39.2495 | -77.1449 | Monopole | 125 | 0 | Michael Bortz | 2013-09-25 | 2013-11-06 | Recommended | 7WAN357B |  | https://s3.amazonaws.com/montgomerycountytfcg/Applications/201311-07.pdf
201311-02 | Verizon Wireless | Colocation | Colocation | Argyle Country Club | 111 | 14600 | Argyle Club Rd | Silver Spring | RE-2 | Argyle Land Company |  | Private | 39.0961 | -77.0526 | Monopole | 125 | 0 | Timothy Dwyer | 2013-09-24 | 2013-11-06 | Recommended | Bel Pre |  | https://s3.amazonaws.com/montgomerycountytfcg/Applications/201311-02.pdf
201311-01 | Verizon Wireless | Colocation | Colocation | Clement Property | 189 | 25201 | Peach Tree Rd | Clarksburg | AR | BRINKLOW-BLOCKTOWN LLC |  | Private | 39.2672 | -77.3193 | Monopole | 190 | 0 | Timothy Dwyer | 2013-09-19 | 2013-11-06 | Recommended | Little Bennett |  | https://s3.amazonaws.com/montgomerycountytfcg/Applications/201311-01.pdf
201310-13 | Verizon Wireless | Colocation | Colocation | Pyle Property | 190 | 211 | Ednor Rd | Silver Spring | RE-2 | Helen Pyle et al |  | Private | 39.1252 | -77.0182 | Monopole | 162 | 0 | H. Morrison | 2013-09-11 | 2013-12-04 | Recommended | Norwood Road |  | https://s3.amazonaws.com/montgomerycountytfcg/Applications/201310-13.pdf
201310-11 | Verizon Wireless | Colocation | Colocation | Bretton Woods | 327 | 15700 | River Rd | Germantown | RC | International Monetary Fund |  | Public | 39.0762 | -77.3281 | Monopole | 131 | 0 | H. Morrison | 2013-09-06 | 2013-11-06 | Recommended | Seneca |  | https://s3.amazonaws.com/montgomerycountytfcg/Applications/201310-11.pdf
201310-12 | Verizon Wireless | Colocation | Colocation | Town Square Garage | 464 | 801 | Ellsworth Dr | Silver Spring | CR-3.0 | Montgomery County MD c/o Peterson Retail Mgmt Co |  | Private | 38.997 | -77.0255 | Building | 82 | 0 | H. Morrison | 2013-09-06 | 2013-11-06 | Recommended | Ellsworth Drive |  | https://s3.amazonaws.com/montgomerycountytfcg/Applications/201310-12.pdf
201310-04 | Verizon Wireless | Antenna Change Out | Minor Modification | Pepco 93-N | 312 |  | Watkins Mill Rd @ Club House Rd | Gaithersburg | R-200 | Pepco | Pepco | Private | 39.1754 | -77.2086 | Tower | 126 | 0 | Joshua Schakola | 2013-09-05 | 2013-10-02 | Recommended | Montgomery Village |  | https://s3.amazonaws.com/montgomerycountytfcg/Applications/201310-04.pdf
201310-05 | Verizon Wireless | Antenna Change Out | Minor Modification | Glenmont Tank | 12 | 12413 | Georgia Ave | Silver Spring | CR-2.0 C-0.5 R-1.75 H-120 | WSSC | WSSC | Public | 39.0616 | -77.0516 | Water Tank | 183 | 0 | Joshua Schakola | 2013-09-05 | 2013-10-02 | Recommended | Glenmont |  | https://s3.amazonaws.com/montgomerycountytfcg/Applications/201310-05.pdf
201310-06 | Verizon Wireless | Antenna Change Out | Minor Modification | Gymkhana Club | 56 | 14100 | River Rd | Rockville | RE-2 | River Road Development Inc |  | Private | 39.063 | -77.2925 | Monopole | 143.6 | 0 | Joshua Schakola | 2013-09-05 | 2013-10-02 | Recommended | Bretton Woods |  | https://s3.amazonaws.com/montgomerycountytfcg/Applications/201310-06.pdf
201310-07 | Verizon Wireless | Antenna Change Out | Minor Modification | Classic Residence | 19 | 8100 | Connecticut Ave | Chevy Chase | R-10 | SNH CCMD Properties LLC |  | Private | 38.9917 | -77.0778 | Building | 138 | 0 | Joshua Schakola | 2013-09-05 | 2013-10-02 | Recommended | Rollingwood |  | https://s3.amazonaws.com/montgomerycountytfcg/Applications/201310-07.pdf
201310-08 | Verizon Wireless | Antenna Change Out | Minor Modification | Airpark Industrial Center | 83 | 7707 | Airpark Rd | Gaithersburg | IL-1.0 H-50 | Crown Atlantic Co LLC |  | Private | 39.1715 | -77.1578 | Monopole | 120 | 0 | Joshua Schakola | 2013-09-05 | 2013-10-02 | Recommended | Montgomery County Airpark |  | https://s3.amazonaws.com/montgomerycountytfcg/Applications/201310-08.pdf
201310-09 | Verizon Wireless | Antenna Change Out | Minor Modification | Washingtonian Blvd | 463 | 9711 | Washingtonian Blvd | Gaithersburg | MXD | AREP 9711 Washingtonian South LLC |  | Private | 39.1117 | -77.1919 | Building | 109 | 0 | Joshua Schakola | 2013-09-05 | 2013-09-05 | Withdrawn | Washingtonian
201310-10 | Verizon Wireless | Antenna Change Out | Minor Modification | Fire Station 31 | 10 | 12100 | Darnestown Rd | Gaithersburg | R-200 | Montgomery County |  | Public | 39.1161 | -77.2512 | Monopole | 161 | 0 | Joshua Schakola | 2013-09-05 | 2014-06-04 | Recommended | Quince Orchard |  | https://s3.amazonaws.com/montgomerycountytfcg/Applications/201310-10.pdf
201310-03 | Verizon Wireless | New Monopole | New | Garrett Park Monopole | 462 | 4425 | Garrett Park Rd | Veirs Mill | R-60 | MNCPPC |  | Private | 39.0413 | -77.088 | Monopole | 130 | -1 | Harold Bernadzikowski | 2013-08-30 | 2013-11-06 | Recommended | Garrett Park |  | https://s3.amazonaws.com/montgomerycountytfcg/Applications/201310-03.pdf
201310-02 | Verizon Wireless | Colocation | Colocation | Romanos Grill | 461 | 933 | Ellsworth Dr | Silver Spring | CR-5.0 | Peterson Company |  | Public | 38.9957 | -77.0267 | Building | 33 | 0 | H. Morrison | 2013-08-21 | 2013-09-04 | Recommended | Splash Mountain |  | https://s3.amazonaws.com/montgomerycountytfcg/Applications/201310-02.pdf
201310-01 | Verizon Wireless | New Monopole | New | Blunt Park Monopole | 498 |  | Blunt Rd and Brink Rd | Rockville | RE-2 | M-NCPPC |  | Public | 39.2005 | -77.208 | Monopole | 195 | 0 | Harold Bernadzikowski | 2013-08-16 | 2013-11-06 | Recommended | Cogwheel |  | https://s3.amazonaws.com/montgomerycountytfcg/Applications/201310-01.pdf
201309-03 | Sprint/Nextel | Antenna Change Out | Minor Modification | Luther Rice Baptist Church | 81 | 801 | University Blvd | Silver Spring | R-60 | Luther Rice Baptist Church | Church | Private | 39.0317 | -77.0217 | Building | 38 | 0 | L. Farinholt | 2013-08-05 | 2013-09-04 | Recommended | Luther Rice Memorial Baptist Church |  | https://s3.amazonaws.com/montgomerycountytfcg/Applications/201309-03.pdf
201309-01 | Verizon Wireless | Colocation | Colocation | Weitzer Property | 123 | 0 | Sugarland Rd | Poolesville | AR | BLUFFING GOAT FARM LLC |  | Private | 39.0857 | -77.3982 | Monopole | 195 | 0 | H. Morrison | 2013-07-31 | 2013-09-04 | Recommended | Chisel |  | https://s3.amazonaws.com/montgomerycountytfcg/Applications/201309-01.pdf
201309-02 | Verizon Wireless | Colocation | Colocation | Highland House | 497 | 5480 | Wisconsin Ave | Chevy Chase | CR-3.0 C-2.0 R-2.75 H-90 T | Highland House |  | Private | 38.9634 | -77.0873 | Building | 142 | 0 | H. Morrison | 2013-07-31 | 2013-09-04 | Recommended | Friendship Heights |  | https://s3.amazonaws.com/montgomerycountytfcg/Applications/201309-02.pdf
201308-02 | AT&T Wireless | Colocation | Colocation | 270 Corporate Center | 496 | 20300 | Century Blvd | Germantown | CR-2.0 | 270 B II LLC ET AL |  | Private | 39.1886 | -77.2634 | Building | 46 | 0 | Charles Salamone | 2013-07-09 | 2013-08-07 | Recommended | Shipley Terrace |  | https://s3.amazonaws.com/montgomerycountytfcg/Applications/201308-02.pdf
201308-01 | Verizon Wireless | Antenna Change Out | Minor Modification | Renaissance Plaza Apts | 16 | 14000 | Castle Blvd | Silver Spring | R-20 | Renaissance Plaza Condo |  | Private | 39.0858 | -76.9419 | Building | 100 | 0 | H. Morrison | 2013-07-01 | 2013-07-10 | Recommended | Castleleigh |  | https://s3.amazonaws.com/montgomerycountytfcg/Applications/201308-01.pdf
201307-07 | Verizon Wireless | Antenna Change Out | Minor Modification | Fire Station 31 | 10 | 12100 | Darnestown Rd | Gaithersburg | R-200 | Montgomery County |  | Public | 39.1161 | -77.2512 | Monopole | 161 | 0 | H. Morrison | 2013-06-19 | 2013-09-30 | Withdrawn | Quince Orchard
201307-08 | Verizon Wireless | Antenna Change Out | Minor Modification | Sudbury House Condo | 38 | 2100 | Washington Avenue | Silver Spring | R-10 | Sudbury House Condominiums |  | Private | 38.9942 | -77.0454 | Building | 95 | 0 | H. Morrison | 2013-06-19 | 2013-07-10 | Recommended | East West Highway |  | https://s3.amazonaws.com/montgomerycountytfcg/Applications/201307-08.pdf
201307-09 | Verizon Wireless | Antenna Change Out | Minor Modification | Grosvenor Station | 191 | 10301 | Grosvenor Pl | Rockville | R-10 | Grosvenor Tower LP |  | Private | 39.0261 | -77.1068 | Building | 173.5 | 0 | H. Morrison | 2013-06-19 | 2013-07-10 | Recommended | Grosvenor |  | https://s3.amazonaws.com/montgomerycountytfcg/Applications/201307-09.pdf
201307-10 | Verizon Wireless | Antenna Change Out | Minor Modification | Woodside Water Tank | 1 | 1945 | Seminary Pl | Silver Spring | R-60 | WSSC | WSSC | Public | 39.0099 | -77.0425 | Water Tank | 117 | 0 | H. Morrison | 2013-06-19 | 2013-07-10 | Recommended | Woodside |  | https://s3.amazonaws.com/montgomerycountytfcg/Applications/201307-10.pdf
201307-11 | Verizon Wireless | Antenna Change Out | Minor Modification | Kruhm Farm Tower | 118 | 16001 | Kruhm Rd | Burtonsville | RC | Fred Kruhm |  | Private | 39.1217 | -76.9453 | Tower | 190 | 0 | H. Morrison | 2013-06-19 | 2013-07-10 | Recommended | Spencerville |  | https://s3.amazonaws.com/montgomerycountytfcg/Applications/201307-11.pdf
201307-12 | Verizon Wireless | Colocation | Colocation | WWDC Radio Tower | 40 | 8800 | Brookeville Rd | Silver Spring | IM-2.5 H-50 | Chancellor Media Corp. |  | Private | 38.9999 | -77.057 | Tower | 695 | 0 | Andrew Martin | 2013-06-19 | 2013-07-10 | Recommended | Brookeville Road |  | https://s3.amazonaws.com/montgomerycountytfcg/Applications/201307-12.pdf
201307-13 | Verizon Wireless | Colocation | Colocation | Suburban Propane | 143 | 35 | Derwood Cir | Rockville | IM-2.5 H-50 | Suburban Propane |  | Private | 39.1032 | -77.1542 | Tower | 215 | 0 | Andrew Martin | 2013-06-19 | 2013-07-10 | Recommended | Westmore |  | https://s3.amazonaws.com/montgomerycountytfcg/Applications/201307-13.pdf
201307-05 | AT&T Wireless | Colocation | Colocation | St. Mark Orthodox Church | 460 | 7124 | River Rd | Bethesda | R-200 | St. Mark Orthodox Church Metropolitan Washington | Church | Private | 38.9863 | -77.145 | Tower | 85 | 0 | R. Lusk | 2013-06-18 | 2013-09-30 | Withdrawn | Bellwood Rd - St. Mark Orthodox Church
201307-06 | AT&T Wireless | Colocation | Colocation | Extra Space Storage | 350 | 19500 | Frederick Rd | Germantown | GR-1.5 H-45 | Extra Space Properties 131 LLC |  | Private | 39.1755 | -77.24 | Monopole | 120 | 0 | R. Lusk | 2013-06-18 | 2013-09-30 | Withdrawn | MD46752
201307-04 | Washington Gas | New 145' Monopole | New | Northwest Station | 459 | 11801 | Nebel St | Rockville | IL-1.0 H-50 | Washington Gas |  | Private | 39.0489 | -77.1058 | Monopole | 145 | 0 | Benjamin Pelletier | 2013-05-31 | 2013-07-31 | Withdrawn | Southeast
201307-03 | AT&T Wireless | Colocation | Colocation | Wentworth House | 458 | 5411 | McGrath Blvd | N Bethesda | CR-4.0 C-2 R-3.5 H-250 | LCOR North Bethesda Residential One, LLC |  | Private | 39.0497 | -77.1085 | Building | 160.8 | 0 | S. Kinley | 2013-05-30 | 2013-08-07 | Recommended | Loehmann's Plaza |  | https://s3.amazonaws.com/montgomerycountytfcg/Applications/201307-03.pdf
201307-02 | Sirius XM | Equipment Change Out | Minor Modification | Rinaldi Property | 24 | 15700 | Georgia Ave | Olney | R-200 | Patricia V Rinaldi |  | Private | 39.1159 | -77.0745 | Monopole | 120 | 0 | R. Ivey | 2013-05-17 | 2013-07-10 | Recommended | BAM Monopole |  | https://s3.amazonaws.com/montgomerycountytfcg/Applications/201307-02.pdf
201307-01 | LightSquared | Colocation | Colocation | Pinnacle Towers | 21 | 5202 | River Rd | Bethesda | IM-2.5 H-50 | Pinnacle Towers Inc |  | Private | 38.9639 | -77.1047 | Tower | 744.5 | 0 | T. Stewart | 2013-05-16 | 2013-06-05 | Recommended | Bethesda |  | https://s3.amazonaws.com/montgomerycountytfcg/Applications/201307-01.pdf
201306-04 | Sprint/Nextel | Antenna Change Out | Minor Modification | Village Square Apts | 43.01 | 11927 | Veirs Mill Rd | Silver Spring | R-30 | Kay Management/Louis Grossberg et. al. |  | Private | 39.0525 | -77.0753 | Building | 42 | 0 | P. Whitley | 2013-05-15 | 2013-08-07 | Recommended | DC03XC067 |  | https://s3.amazonaws.com/montgomerycountytfcg/Applications/201306-04.pdf
201306-05 | Verizon Wireless | Antenna Change Out | Minor Modification | 6900 Wisconsin | 332 | 6900 | Wisconsin Ave | Chevy Chase | CR-3.0 | 6900 Wisconsin LLC |  | Private | 38.9785 | -77.0917 | Building | 80 | 0 | H. Morrison | 2013-05-15 | 2013-06-05 | Recommended | Bethesda South |  | https://s3.amazonaws.com/montgomerycountytfcg/Applications/201306-05.pdf
201306-06 | Verizon Wireless | Antenna Change Out | Minor Modification | AT&T Long Line Tower | 120 | 12419 | Middlebrook Rd | Germantown | IM-2.5 H-50 | American Tower Inc. |  | Private | 39.1769 | -77.2572 | Tower | 125 | 0 | H. Morrison | 2013-05-15 | 2013-06-05 | Recommended | Germantown |  | https://s3.amazonaws.com/montgomerycountytfcg/Applications/201306-06.pdf
201306-07 | Verizon Wireless | Antenna Change Out | Minor Modification | Carver Tower | 124 | 2647 | W University Blvd | Silver Spring | CR-5.0 C-4.5 R-4.5 H-130 | Bajwa Property Management LLC |  | Private | 39.0407 | -77.0549 | Tower | 275 | 0 | H. Morrison | 2013-05-15 | 2013-06-05 | Recommended | Wheaton |  | https://s3.amazonaws.com/montgomerycountytfcg/Applications/201306-07.pdf
201306-08 | Verizon Wireless | Antenna Change Out | Minor Modification | Colesville Tank | 138 | 2201 | Industrial Pkwy | Silver Spring | CR-1.0 C-1.0 R-0.5 H-220 | WSSC | WSSC | Public | 39.0495 | -76.9633 | Water Tank | 216 | 0 | H. Morrison | 2013-05-15 | 2013-06-05 | Recommended | Paint Branch |  | https://s3.amazonaws.com/montgomerycountytfcg/Applications/201306-08.pdf
201306-09 | Verizon Wireless | Antenna Change Out | Minor Modification | McDonnell property | 93.01 | 20315 | Georgia Ave | Brookeville | RC | Timothy McDonnell |  | Private | 39.1899 | -77.0607 | Monopole | 188 | 0 | H. Morrison | 2013-05-15 | 2013-07-10 | Recommended | Brookeville |  | https://s3.amazonaws.com/montgomerycountytfcg/Applications/201306-09.pdf
201306-01 | AT&T Wireless | Colocation | Colocation | Silver Spring Towers | 178 | 816 | Easley St | Silver Spring | CR-1.5 C-1.0 R-1.5 H-60 T | Silver Spring Towers Apts LLC |  | Private | 38.9938 | -77.0233 | Building | 141 | 0 | R. Lusk | 2013-05-14 | 2013-06-05 | Recommended | Bonifant |  | https://s3.amazonaws.com/montgomerycountytfcg/Applications/201306-01.pdf
201306-02 | AT&T Wireless | Colocation | Colocation | Educational Systems FCU | 457 | 15901 | Frederick Rd | Rockville | CR-2.0, C-1.0, R-1.5, H-120 | Educational Systems FCU |  | Private | 39.1162 | -77.1665 | Building | 37 | 0 | R. Lusk | 2013-05-14 | 2013-06-05 | Recommended | Redland Blvd |  | https://s3.amazonaws.com/montgomerycountytfcg/Applications/201306-02.pdf
201306-03 | AT&T Wireless | Colocation | Colocation | Rinaldi Property | 24 | 15700 | Georgia Ave | Olney | R-200 | Patricia V Rinaldi |  | Private | 39.1159 | -77.0745 | Monopole | 120 | 0 | R. Lusk | 2013-05-14 | 2013-10-07 | Withdrawn | Gleneagles
201305-04 | Sprint/Nextel | Antenna Change Out | Minor Modification | Rock Creek Terrace Apts | 8 | 12630 | Veirs Mill Rd | Rockville | R-10 | Rock Creek Terrace LP |  | Private | 39.0631 | -77.0964 | Building | 153 | 0 | P. Whitley | 2013-04-10 | 2013-05-01 | Recommended | DC03XC079 |  | https://s3.amazonaws.com/montgomerycountytfcg/Applications/201305-04.pdf
201305-05 | Verizon Wireless | Antenna Change Out | Minor Modification | Palisades Apts | 422 | 4853 | Cordell Ave | Bethesda | CR-5.0 C-5.0 R-5.0 H-175 | Triangle Towers LLC |  | Private | 38.9902 | -77.0981 | Building | 115.5 | 0 | Andrew Martin | 2013-04-10 | 2013-05-01 | Recommended | Bethesda |  | https://s3.amazonaws.com/montgomerycountytfcg/Applications/201305-05.pdf
201305-06 | Verizon Wireless | Antenna Change Out | Minor Modification | Chateau Apartments | 53.02 | 9737 | Mt. Pisgah Rd | Silver Spring | R-H | Hillzo LP |  | Private | 39.0172 | -76.9732 | Building | 162 | 0 | Andrew Martin | 2013-04-10 | 2013-05-01 | Recommended | Chateau |  | https://s3.amazonaws.com/montgomerycountytfcg/Applications/201305-06.pdf
201305-07 | Verizon Wireless | Antenna Change Out | Minor Modification | Democracy Plaza II | 131 | 6707 | Democracy Blvd | Bethesda | CR-1.5, C-1.0, R-0.75, H-150 | Rock Spring Properties |  | Private | 39.0231 | -77.1377 | Building | 110.3 | 0 | H. Morrison | 2013-04-10 | 2013-05-01 | Recommended | Democracy |  | https://s3.amazonaws.com/montgomerycountytfcg/Applications/201305-07.pdf
201305-08 | Verizon Wireless | Antenna Change Out | Minor Modification | Gate of Heaven | 116 | 13801 | Georgia Ave | Silver Spring | RE-2 | ROMAN CATHOLIC ARCHDIOCESE OF WASHINGTON |  | Private | 39.0877 | -77.0706 | Monopole | 190.5 | 0 | Andrew Martin | 2013-04-10 | 2013-05-01 | Recommended | English Manor |  | https://s3.amazonaws.com/montgomerycountytfcg/Applications/201305-08.pdf
201305-09 | Verizon Wireless | Antenna Change Out | Minor Modification | Oakmont Monopole | 3 | 16801 | Oakmont Ave | Gaithersburg | IM-2.5 H-50 | 16801 Oakmont Avenue LLC |  | Private | 39.1315 | -77.174 | Monopole | 191 | 0 | Andrew Martin | 2013-04-10 | 2013-05-01 | Recommended | Shady Grove |  | https://s3.amazonaws.com/montgomerycountytfcg/Applications/201305-09.pdf
201305-10 | Verizon Wireless | Antenna Change Out | Minor Modification | Damascus Tower | 78 | 26149 | Ridge Rd | Damascus | CRT-1.75 C-1.0 R-0.75 H-55 T | Montgomery County | County | Public | 39.2864 | -77.2069 | Tower | 260 | 0 | H. Morrison | 2013-04-10 | 2013-06-22 | Withdrawn | Damascus
201305-11 | AT&T Wireless | Add Equipment | Minor Modification | Shady Grove Post Office | 49 | 16501 | Shady Grove Rd | Gaithersburg | IM-0.5 H-75 | United States Postal Service | Federal | Public | 39.1264 | -77.17 | Monopole | 146 | 0 | P. Whitley | 2013-04-10 | 2013-05-01 | Recommended | Suburban 91518 |  | https://s3.amazonaws.com/montgomerycountytfcg/Applications/201305-11.pdf
201305-12 | AT&T Wireless | Add Equipment | Minor Modification | Clement Property | 189 | 25201 | Peach Tree Rd | Clarksburg | AR | BRINKLOW-BLOCKTOWN LLC |  | Private | 39.2672 | -77.3193 | Monopole | 190 | 0 | P. Whitley | 2013-04-10 | 2013-05-01 | Recommended | Clement 15099 |  | https://s3.amazonaws.com/montgomerycountytfcg/Applications/201305-12.pdf
201305-02 | T-Mobile | Antenna Change Out | Minor Modification | WSSC Damascus Plant | 218 | 23730 | Log House Rd | Gaithersburg | RE-2 | WSSC | WSSC | Public | 39.2461 | -77.2069 | Tower | 212 | 0 | J. Schmidt | 2013-04-09 | 2013-05-01 | Recommended | 7WAN037E |  | https://s3.amazonaws.com/montgomerycountytfcg/Applications/201305-02.pdf
201305-03 | T-Mobile | Antenna Change Out | Minor Modification | Cedar Heights Water Tank | 174 | 24213 | Ridge Rd | Damascus | RE-2C | WSSC | WSSC | Public | 39.2533 | -77.2278 | Water Tank | 38 | 0 | J. Schmidt | 2013-04-09 | 2013-05-01 | Recommended | 7WAN180 |  | https://s3.amazonaws.com/montgomerycountytfcg/Applications/201305-03.pdf
201305-01 | Clearwire | Add Fiber Line | Minor Modification | Hildarose | 169 | 2100 | Hildarose Dr | Silver Spring | R-10 | Belvedere LTD |  | Private | 39.02 | -77.0447 | Building | 36 | 0 | P. Whitley | 2013-03-20 |  | Withdrawn | DCWSH5324
201304-09 | Verizon Wireless | Antenna Change Out | Minor Modification | Seneca Ayr Farm | 68 | 13100 | Old Baltimore Rd West | Boyds | IL-1.0 H-50 | Linthicum Properties Management LLC | Crown Castle | Private | 39.2124 | -77.2755 | Monopole | 140 | 0 | Andrew Martin | 2013-03-13 | 2013-05-01 | Recommended | Milestone |  | https://s3.amazonaws.com/montgomerycountytfcg/Applications/201304-09.pdf
201304-08 | Verizon Wireless | New Monopole | New | ICC Monopole | 456 |  | Gladbeck Dr and Intercounty Connector (route 200) | Silver Spring | RE-2C | M-NCPPC | M-NCPPC | Public | 39.089 | -76.9826 | Monopole | 155 | 0 | Harold Bernadzikowski | 2013-03-07 | 2013-05-01 | Recommended | Castle Cliff |  | https://s3.amazonaws.com/montgomerycountytfcg/Applications/201304-08.pdf
201304-07 | Verizon Wireless | Colocation | Colocation | Pineway Towers | 239 | 8830 | Piney Branch Rd | Silver Spring | R-10 | Pineway Towers Condominium Inc |  | Private | 39.0003 | -76.9928 | Building | 102.5 | 0 | Andrew Martin | 2013-02-27 | 2013-06-05 | Recommended | Montgomery Knolls |  | https://s3.amazonaws.com/montgomerycountytfcg/Applications/201304-07.pdf
201304-01 | Clearwire | Add Microwave Dish | Minor Modification | Manor Rd Condo | 180 | 8120 | Woodmont Ave | Bethesda | CR-3.0 | Bethesda Associates LLC |  | Private | 38.9915 | -77.097 | Building | 90 | 0 | Lisa Bera | 2013-02-14 | 2013-04-22 | Withdrawn | DC-WSH5181
201304-02 | Clearwire | Add Microwave Dish | Minor Modification | Claridge House Apts | 179 | 2445 | Lyttonsville Rd | Silver Spring | CRT-1.25, C-0.25, R-1.25, H-150 | C & C Apartments Assoc LP |  | Private | 39 | -77.0525 | Building | 125 | 0 | Lisa Bera | 2013-02-14 | 2013-05-01 | Recommended | MD-WSH089 |  | https://s3.amazonaws.com/montgomerycountytfcg/Applications/201304-02.pdf
201304-03 | Clearwire | Colocation | Colocation | Fire Station 31 | 10 | 12100 | Darnestown Rd | Gaithersburg | R-200 | Montgomery County |  | Public | 39.1161 | -77.2512 | Monopole | 161 | 0 | Lisa Bera | 2013-02-14 | 2013-04-22 | Withdrawn | DC-WSH5421
201304-04 | Clearwire | Add Microwave Dish | Minor Modification | Washingtonian | 181 | 9701 | Fields Rd | Gaithersburg | R-10 | Washingtonian Tower Condominium Inc. |  | Private | 39.1149 | -77.1994 | Building | 235 | 0 | Lisa Bera | 2013-02-14 | 2013-04-10 | Recommended | MD-WSH022 |  | https://s3.amazonaws.com/montgomerycountytfcg/Applications/201304-04.pdf
201304-05 | Clearwire | Colocation | Colocation | Public Svc Training Academy | 7 | 10025 | Darnestown Rd | Rockville | CR-0.75 | Montgomery County | County | Public | 39.0992 | -77.2078 | Building | 78 | 0 | Lisa Bera | 2013-02-14 | 2013-04-22 | Withdrawn | DC-WSH5313
201304-06 | Sirius Satellite Radio | Add/Replace Antennas | Minor Modification | Washingtonian | 181 | 9701 | Fields Rd | Gaithersburg | R-10 | Washingtonian Tower Condominium Inc. |  | Private | 39.1149 | -77.1994 | Building | 235 | 0 | Lisa Bera | 2013-02-14 | 2013-04-10 | Recommended | Washington Condo |  | https://s3.amazonaws.com/montgomerycountytfcg/Applications/201304-06.pdf
201303-04 | The Potomac Edison Company | Colocation | Colocation | Damascus Tower | 78 | 26149 | Ridge Rd | Damascus | CRT-1.75 C-1.0 R-0.75 H-55 T | Montgomery County | County | Public | 39.2864 | -77.2069 | Tower | 260 | 0 | D. Milbrand | 2013-02-07 | 2013-04-10 | Recommended | Damascus Depot |  | https://s3.amazonaws.com/montgomerycountytfcg/Applications/201303-04.pdf
201303-03 | Verizon Wireless | Colocation | Colocation | Gramax Towers | 455 | 8060 | 13th St | Silver Spring | CR-3.0 | Gramax Associates LP |  | Private | 38.9875 | -77.0274 | Building | 155 | 0 | Harold Bernadzikowski | 2013-02-06 | 2013-03-08 | Recommended | North Gate |  | https://s3.amazonaws.com/montgomerycountytfcg/Applications/201303-03.pdf
201303-02 | AT&T Wireless | Colocation | Colocation | Daly Elementary School | 324 | 20301 | Brandermill Dr | Germantown | R-90 | MCPS | School | Public | 39.1888 | -77.2325 | Monopole | 101 | 0 | Andrew Martin | 2013-01-31 | 2013-05-09 | Withdrawn | Green Valley
201303-01 | T-Mobile | New Monopole | New | Bradley Co | 445 | 7887 | Bradley Blvd | Bethesda | R-200 | Verizon Maryland, Inc |  | Private | 39.0122 | -77.16 | Monopole | 100 | 0 | E. Donohue | 2013-01-24 | 2013-09-04 | Recommended | Bradley Co |  | https://s3.amazonaws.com/montgomerycountytfcg/Applications/201303-01.pdf
201302-02 | T-Mobile | Dish Antenna | Minor Modification | Olney Water Tank | 25 | 17710 | Buehler Rd | Olney | RT-12.5 | WSSC | WSSC | Public | 39.1478 | -77.0644 | Water Tank | 118 | 0 | N. Campbell | 2013-01-16 | 2013-02-06 | Recommended | 7WAN027A |  | https://s3.amazonaws.com/montgomerycountytfcg/Applications/201302-02.pdf
201302-03 | T-Mobile | Dish Antenna | Minor Modification | Argyle Country Club | 111 | 14600 | Argyle Club Rd | Silver Spring | RE-2 | Argyle Land Company |  | Private | 39.0961 | -77.0526 | Monopole | 125 | 0 | N. Campbell | 2013-01-16 | 2013-02-06 | Recommended | 7WAN076A |  | https://s3.amazonaws.com/montgomerycountytfcg/Applications/201302-03.pdf
201302-05 | T-Mobile | Dish Antenna | Minor Modification | Glenmont Tank | 12 | 12413 | Georgia Ave | Silver Spring | CR-2.0 C-0.5 R-1.75 H-120 | WSSC | WSSC | Public | 39.0616 | -77.0516 | Water Tank | 183 | 0 | N. Campbell | 2013-01-16 | 2013-02-06 | Recommended | 7WAN057A |  | https://s3.amazonaws.com/montgomerycountytfcg/Applications/201302-05.pdf
201302-04 | T-Mobile | Dish Antenna | Minor Modification | Laytonsville | 321 | 4301 | Brookeville Rd | Brookeville | AR | Jane C Maller, Trustee |  | Private | 39.184 | -77.0815 | Monopole | 182 | 0 | N. Campbell | 2013-01-06 | 2013-02-06 | Recommended | 7WAN497A |  | https://s3.amazonaws.com/montgomerycountytfcg/Applications/201302-04.pdf
201302-01 | Clearwire | Equipment Modification | Minor Modification | 962 Wayne Ave | 46 | 962 | Wayne Ave | Silver Spring | CR-5.0 | Bsrep II MD Office Wayne LLC |  | Private | 38.9943 | -77.026 | Building | 112 | 0 | P. Whitley | 2012-12-14 | 2013-01-02 | Recommended | DCWSH5169 |  | https://s3.amazonaws.com/montgomerycountytfcg/Applications/201302-01.pdf
201301-03 | Verizon Wireless | Colocation | Colocation | Mullinix Farm | 238 | 11416 | Hawkes Rd | Clarksburg | RC | Michael Longshore & Linda Better |  | Private | 39.2464 | -77.2363 | Monopole | 162 | 0 | Harold Bernadzikowski | 2012-12-11 | 2013-01-02 | Recommended | Cedar Grove |  | https://s3.amazonaws.com/montgomerycountytfcg/Applications/201301-03.pdf
201301-01 | Sprint/Nextel | Add Equipment | Minor Modification | Wheaton Park Maint. Yard | 65 | 12012 | Alpert Ln | Silver Spring | R-90 | M-NCPPC | AT&T | Public | 39.0532 | -77.0286 | Monopole | 180 | 0 | J. Severson | 2012-12-04 | 2013-01-02 | Recommended | WA54XC914 |  | https://s3.amazonaws.com/montgomerycountytfcg/Applications/201301-01.pdf
201301-02 | Clearwire | Antenna Change Out | Minor Modification | Kenwood Country Club | 30 | 5601 | River Rd | Bethesda | R-90 | Kenwood Country Club |  | Private | 38.9766 | -77.1142 | Tower | 230 | 0 | Lisa Bera | 2012-12-04 | 2013-01-02 | Recommended | MD-WSH116 |  | https://s3.amazonaws.com/montgomerycountytfcg/Applications/201301-02.pdf
201212-06 | Verizon Wireless | Colocation | Colocation | Trinity United Methodist Church | 454 | 13700 | Schaeffer Rd | Germantown | R-200 | Trinity United Methodist Church | Church | Private | 39.1628 | -77.284 | Tower | 105 | 0 | Andrew Martin | 2012-11-14 | 2013-04-10 | Not recommended | Clopper |  | https://s3.amazonaws.com/montgomerycountytfcg/Applications/201212-06.pdf
201212-01 | Clearwire | Antenna Change Out | Minor Modification | Pepco 100-S | 225 | 20000 blk | Goshen Rd & Rothbury Dr | Gaithersburg | R-200 | Pepco | Pepco | Private | 39.1841 | -77.1881 | Tower | 134 | 0 | Lisa Bera | 2012-10-31 | 2012-12-05 | Recommended | DCWSH5829 |  | https://s3.amazonaws.com/montgomerycountytfcg/Applications/201212-01.pdf
201212-02 | Clearwire | Antenna Change Out | Minor Modification | Berkshire Towers | 42.01 | 11235 | Oak Leaf Dr | Silver Spring | R-10 | Enclave Holdings LLC Nonconnah Holdings LLC |  | Private | 39.0413 | -76.9934 | Building | 165 | 0 | Lisa Bera | 2012-10-31 | 2012-12-05 | Recommended | DCWSH5167 |  | https://s3.amazonaws.com/montgomerycountytfcg/Applications/201212-02.pdf
201212-03 | Clearwire | Antenna Change Out | Minor Modification | Shady Grove Post Office | 49 | 16501 | Shady Grove Rd | Gaithersburg | IM-0.5 H-75 | United States Postal Service | Federal | Public | 39.1264 | -77.17 | Monopole | 146 | 0 | Lisa Bera | 2012-10-31 | 2012-12-05 | Recommended | DCWSH5432 |  | https://montgomerycountytfcg.s3.amazonaws.com/Applications/201212-03.pdf
201212-04 | Clearwire | Antenna Change Out | Minor Modification | Carver Tower | 124 | 2647 | W University Blvd | Silver Spring | CR-5.0 C-4.5 R-4.5 H-130 | Bajwa Property Management LLC |  | Private | 39.0407 | -77.0549 | Tower | 275 | 0 | Lisa Bera | 2012-10-31 | 2012-12-05 | Recommended | MD-WSH065 |  | https://montgomerycountytfcg.s3.amazonaws.com/Applications/201212-04.pdf
201212-05 | Clearwire | Antenna Change Out | Minor Modification | Hughes Methodist Church | 228 | 10700 | Georgia Ave | Silver Spring | R-60 | Hughes United Methodist Church | Church | Private | 39.0303 | -77.0481 | Building | 30 | 0 | Lisa Bera | 2012-10-31 | 2012-12-05 | Recommended | DCWSH5880 |  | https://s3.amazonaws.com/montgomerycountytfcg/Applications/201212-05.pdf
201212-02-01 | Clearwire | Antenna Change Out | Minor Modification | Choice International | 29 | 10750 | Columbia Pike | Silver Spring | CRT-2.25 C-1.5 R-0.75 H-45 | VREC III LO COLESVILLE MEDICAL MOB LLC |  | Private | 39.0324 | -77.0045 | Building | 85 | 0 | Lisa Bera | 2012-10-31 | 2012-12-05 | Recommended | MDWSH069 |  | https://s3.amazonaws.com/montgomerycountytfcg/Applications/201212-02.pdf
201212-02-02 | Clearwire | Antenna Change Out | Minor Modification | Promenade | 47 | 5225 | Pooks Hill Rd | Bethesda | R-H | Promenade Towers MH Corp |  | Private | 39.0174 | -77.1068 | Building | 193 | 0 | Lisa Bera | 2012-10-31 | 2012-12-05 | Recommended | Promenade |  | https://s3.amazonaws.com/montgomerycountytfcg/Applications/201212-02.pdf
201212-02-03 | Clearwire | Antenna Change Out | Minor Modification | Parklawn | 156 | 11820 | Parklawn Dr | Rockville | EOF-0.75 | PS Business Parks L P |  | Private | 39.0499 | -77.1037 | Building | 63 | 0 | Lisa Bera | 2012-10-31 | 2012-12-05 | Recommended | DCWSH5319 |  | https://s3.amazonaws.com/montgomerycountytfcg/Applications/201212-02.pdf
201212-02-04 | Clearwire | Antenna Change Out | Minor Modification | Hildarose | 169 | 2100 | Hildarose Dr | Silver Spring | R-10 | Belvedere LTD |  | Private | 39.02 | -77.0447 | Building | 36 | 0 | Lisa Bera | 2012-10-31 | 2012-12-05 | Recommended | DCWSH5324 |  | https://s3.amazonaws.com/montgomerycountytfcg/Applications/201212-02.pdf
201212-02-05 | Clearwire | Antenna Change Out | Minor Modification | Century 21 Building | 334 | 20010 | Century Blvd | Germantown | CR-2.0 | Rickman Century LLC |  | Private | 39.1856 | -77.26 | Building | 60 | 0 | Lisa Bera | 2012-10-31 | 2012-12-05 | Recommended | DCWSH5765 |  | https://s3.amazonaws.com/montgomerycountytfcg/Applications/201212-02.pdf
201212-02-06 | Clearwire | Antenna Change Out | Minor Modification | Ramada Silver Spring | 216 | 7990 | Georgia Ave | Silver Spring | CR-3.0 | ELSS LLC |  | Private | 38.9867 | -77.0272 | Building | 81 | 0 | Lisa Bera | 2012-10-31 | 2012-12-05 | Recommended |  |  | https://s3.amazonaws.com/montgomerycountytfcg/Applications/201212-02.pdf
201212-02-07 | Clearwire | Antenna Change Out | Minor Modification | Park Montgomery Apts | 26 | 8860 | Piney Branch Rd | Silver Spring | R-H | Park Montgomery Limited Prtnrshp |  | Private | 39.0005 | -76.9917 | Building | 147 | 0 | Lisa Bera | 2012-10-31 | 2012-12-05 | Recommended | DCWSH5201 |  | https://s3.amazonaws.com/montgomerycountytfcg/Applications/201212-02.pdf
201212-02-08 | Clearwire | Antenna Change Out | Minor Modification | Renaissance Plaza Apts | 16 | 14000 | Castle Blvd | Silver Spring | R-20 | Renaissance Plaza Condo |  | Private | 39.0858 | -76.9419 | Building | 100 | 0 | Lisa Bera | 2012-10-31 | 2012-12-05 | Recommended | DCWSH5306 |  | https://s3.amazonaws.com/montgomerycountytfcg/Applications/201212-02.pdf
201212-02-09 | Clearwire | Antenna Change Out | Minor Modification | Columbia Towers | 237 | 12001 | Old Columbia Pike | Silver Spring | R-10 | Legum & Norman |  | Private | 39.0519 | -76.9749 | Building | 95 | 0 | Lisa Bera | 2012-10-31 | 2012-12-05 | Recommended | DCWSH5349 |  | https://s3.amazonaws.com/montgomerycountytfcg/Applications/201212-02.pdf
201212-02-10 | Clearwire | Antenna Change Out | Minor Modification | Walkers House | 144 | 18700 | Walkers Choice Rd | Gaithersburg | R-10 | Walker House Owner LLC |  | Private | 39.163 | -77.2051 | Building | 76 | 0 | Lisa Bera | 2012-10-31 | 2012-12-05 | Recommended | DCWSH5430 |  | https://s3.amazonaws.com/montgomerycountytfcg/Applications/201212-02.pdf
201212-02-11 | Clearwire | Antenna Change Out | Minor Modification | Montgomery Towers | 265 | 415 | Silver Spring Ave | Silver Spring | R-10 | Montgomery Towers LLC |  | Private | 38.9933 | -77.0108 | Building | 57 | 0 | Lisa Bera | 2012-10-31 | 2012-12-05 | Recommended | DCWSH5884 |  | https://s3.amazonaws.com/montgomerycountytfcg/Applications/201212-02.pdf
201212-02-12 | Clearwire | Antenna Change Out | Minor Modification | Parkside Plaza | 255 | 9039 | Sligo Creek Pkwy | Silver Spring | R-10 | Parkside Plaza Condo |  | Private | 39.0042 | -77.0136 | Building | 150 | 0 | Lisa Bera | 2012-10-31 | 2012-12-05 | Recommended | DCWSH5883 |  | https://s3.amazonaws.com/montgomerycountytfcg/Applications/201212-02.pdf
201212-02-13 | Clearwire | Antenna Change Out | Minor Modification | Chateau Apartments | 53.01 | 9727 | Mt. Pisgah Rd | Silver Spring | R-H | Hillzo LP |  | Private | 39.0168 | -76.9745 | Building | 159 | 0 | Lisa Bera | 2012-10-31 | 2012-12-05 | Recommended | DC03XC629 |  | https://s3.amazonaws.com/montgomerycountytfcg/Applications/201212-02.pdf
201212-02-14 | Clearwire | Antenna Change Out | Minor Modification | Public Service Training Academy | 7 | 10025 | Darnestown Rd | Rockville | CR-0.75 | Montgomery County | County | Public | 39.0992 | -77.2078 | Building | 78 | 0 | Lisa Bera | 2012-10-31 | 2012-12-05 | Recommended | West Rockville |  | https://s3.amazonaws.com/montgomerycountytfcg/Applications/201212-02.pdf
201212-04-01 | Clearwire | Antenna Change Out | Minor Modification | AT&T Long Line Tower | 120 | 12419 | Middlebrook Rd | Germantown | IM-2.5 H-50 | American Tower Inc. |  | Private | 39.1769 | -77.2572 | Tower | 125 | 0 | Lisa Bera | 2012-10-31 | 2012-12-05 | Recommended | DC-WSH5830 |  | https://montgomerycountytfcg.s3.amazonaws.com/Applications/201212-04.pdf
201212-03-01 | Clearwire | Antenna Change Out | Minor Modification | Old Burtonsville VFD | 64 | 15430 | Old Columbia Pike | Burtonsville | CRT-1.5 C-1.0 R-1.25 H-70 | Burtonsville VFD | Fire | Private | 39.1102 | -76.9367 | Monopole | 180 | 0 | Lisa Bera | 2012-10-31 | 2012-12-05 | Recommended | DCWSH296 |  | https://montgomerycountytfcg.s3.amazonaws.com/Applications/201212-03.pdf
201212-03-02 | Clearwire | Antenna Change Out | Minor Modification | Super Fresh Shopping Ctr. | 52 | 3901 | Aspen Hill Rd | Silver Spring | CRT-2.25 C-1.5 R-0.75 H-75 | LDG Inc |  | Private | 39.0821 | -77.079 | Monopole | 116 | 0 | Lisa Bera | 2012-10-31 | 2012-12-05 | Recommended | DCWSH5323 |  | https://montgomerycountytfcg.s3.amazonaws.com/Applications/201212-03.pdf
201212-03-03 | Clearwire | Antenna Change Out | Minor Modification | Oakmont Monopole | 3 | 16801 | Oakmont Ave | Gaithersburg | IM-2.5 H-50 | 16801 Oakmont Avenue LLC |  | Private | 39.1315 | -77.174 | Monopole | 191 | 0 | Lisa Bera | 2012-10-31 | 2012-12-05 | Recommended | DCWSH5591 |  | https://montgomerycountytfcg.s3.amazonaws.com/Applications/201212-03.pdf
201211-02 | Verizon Wireless | Colocation | Colocation | Pepco 674-E | 170 | 5200 | Olney-Laytonsville Rd | Olney | RE-1 | Pepco | Pepco | Private | 39.1798 | -77.1045 | Tower | 147.5 | 0 | Andrew Martin | 2012-10-17 | 2012-11-07 | Recommended | Brass Bucket |  | https://s3.amazonaws.com/montgomerycountytfcg/Applications/201211-02.pdf
201211-01 | Sprint/Nextel | Add Equipment | Minor Modification | Tilden Middle School | 236 | 11211 | Old Georgetown Rd | Rockville | R-90 | Board of Education | School | Public | 39.0384 | -77.1211 | Monopole | 75 | 0 | J. Severson | 2012-10-05 | 2012-11-07 | Recommended | WA23XC511 |  | https://s3.amazonaws.com/montgomerycountytfcg/Applications/201211-01.pdf
201210-04 | T-Mobile | LTE Antennas | Minor Modification | Falls Rd Tank | 133 | 8505 | Aqueduct Rd | Potomac | R-90 | WSSC | WSSC | Public | 39.0598 | -77.1744 | Water Tank | 139 | 0 | Michael Bortz | 2012-09-12 | 2012-10-03 | Recommended | 7WAN036A
201210-02 | AT&T Wireless | Colocation | Colocation | Public Storage Prosperity | 402 | 12355 | Prosperity Dr | Silver Spring | CR-0.75 C-0.75 R-0.25 H-75 | Public Storage LP |  | Private | 39.0579 | -76.9655 | Monopole | 140 | 0 | S. Kinley | 2012-08-30 | 2012-10-03 | Recommended | Tree Top
201210-03 | AT&T Wireless | New Tower | New | Tewksbury Manor | 270 | 5600 | Sundown Rd | Gaithersburg | AR | Mikaehl and Sonia Bagherian |  | Private | 39.214 | -77.1046 | Monopole | 149 | 0 | S. Kinley | 2012-08-30 | 2012-10-03 | Recommended | Sundown |  | https://s3.amazonaws.com/montgomerycountytfcg/Applications/200506-02.pdf
201210-01 | T-Mobile | New Tower | New | Bradley Co | 445 | 7887 | Bradley Blvd | Bethesda | R-200 | Verizon Maryland, Inc |  | Private | 39.0122 | -77.16 | Monopole | 100 | 0 | E. Donohue | 2012-08-28 | 2012-11-26 | Withdrawn | Bradley Co
201209-13 | T-Mobile | Antenna Change Out | Minor Modification | Shady Grove Tower | 137.02 | 8620 | Pleasant Rd | Gaithersburg | GR-1.5 | WSSC |  | Public | 39.1199 | -77.1796 | Tower | 250 | 0 | Michael Bortz | 2012-08-14 | 2012-09-05 | Recommended | 7WAN109C
201209-14 | Clearwire | Antenna Change Out | Minor Modification | Crossroads Building | 273 | 7676 | New Hampshire Ave | Takoma Park | CRT-2.5 | 7676 New Hampshire L.P. |  | Private | 38.9874 | -76.9885 | Building | 40 | 0 | Charles Salamone | 2012-08-14 | 2012-09-05 | Recommended | WSH5836 |  | https://s3.amazonaws.com/montgomerycountytfcg/Applications/201209-14.pdf
201209-09 | Verizon Wireless | Antenna Change Out | Minor Modification | NOAA | 283 | 6100 | Executive Blvd | Rockville | CR-1.5 C-1.5 R-1.0 H-100 | 6100 Executive, LLC |  | Private | 39.0478 | -77.1239 | Building | 100 | 0 | Harold Bernadzikowski | 2012-08-10 | 2012-09-05 | Recommended | Sedgwick |  | https://s3.amazonaws.com/montgomerycountytfcg/Applications/201209-09.pdf
201209-10 | Sprint/Nextel | Antenna Change Out | Minor Modification | Gate of Heaven | 116 | 13801 | Georgia Ave | Silver Spring | RE-2 | ROMAN CATHOLIC ARCHDIOCESE OF WASHINGTON |  | Private | 39.0877 | -77.0706 | Monopole | 190.5 | 0 | J. Severson | 2012-08-09 | 2012-09-05 | Recommended |  |  | https://s3.amazonaws.com/montgomerycountytfcg/Applications/201209-10.pdf
201209-11 | Sprint/Nextel | Antenna Change Out | Minor Modification | Lloyd Property | 268 | 21410 | Beallsville Rd | Dickerson | AR | DRISKELL LISBETH I DRISKELL BRIAN V |  | Private | 39.2086 | -77.3853 | Monopole | 140 | 0 | J. Severson | 2012-08-09 | 2012-09-05 | Recommended |  |  | https://s3.amazonaws.com/montgomerycountytfcg/Applications/201209-11.pdf
201209-12 | Sprint/Nextel | Antenna Change Out | Minor Modification | McDonnell property | 93.01 | 20315 | Georgia Ave | Brookeville | RC | Timothy McDonnell |  | Private | 39.1899 | -77.0607 | Monopole | 188 | 0 | J. Severson | 2012-08-09 | 2012-09-05 | Recommended |  |  | https://s3.amazonaws.com/montgomerycountytfcg/Applications/201209-12.pdf
201209-08 | Cricket | Existing Building | Colocation | Wayne Manchester Towers | 229.1 | 75 | Wayne Ave E | Silver Spring | R-10 | Wayne Manchester Limited Partnership |  | Private | 39.0001 | -77.0082 | Building | 72 | 0 | P. Whitley | 2012-08-03 | 2012-09-05 | Recommended | IAD 901 |  | https://s3.amazonaws.com/montgomerycountytfcg/Applications/201209-08.pdf
201209-07 | Sprint | Antenna Change Out | Minor Modification | Oakmont Monopole | 3 | 16801 | Oakmont Ave | Gaithersburg | IM-2.5 H-50 | 16801 Oakmont Avenue LLC |  | Private | 39.1315 | -77.174 | Monopole | 191 | 0 | Harold Bernadzikowski | 2012-07-27 | 2012-09-05 | Recommended | DC03XC129 |  | https://s3.amazonaws.com/montgomerycountytfcg/Applications/201209-07.pdf
201209-06 | Sprint | Existing Monopole | Minor Modification | Wheaton Park Maint. Yard | 65 | 12012 | Alpert Ln | Silver Spring | R-90 | M-NCPPC | AT&T | Public | 39.0532 | -77.0286 | Monopole | 180 | 0 | J. Severson | 2012-07-26 | 2012-08-13 | Withdrawn | WA54XC914
201209-05 | T-Mobile | Existing Tower | Minor Modification | Pepco Substation 158 | 82 | 16610 | Emory Ln | Rockville | R-200 | Pepco | Pepco | Private | 39.1317 | -77.0792 | Tower | 150 | 0 | Michael Bortz | 2012-07-26 | 2012-09-05 | Recommended | 7WAN046A |  | https://s3.amazonaws.com/montgomerycountytfcg/Applications/201209-05.pdf
201209-02 | Sprint | Antenna Change Out | Minor Modification | Tri-State Stone Quarry | 20 | 8200 | Seven Locks Rd | Bethesda | R-200 | Ben Porto & Son LTD |  | Private | 38.9887 | -77.1614 | Monopole | 154 | 0 | J. Severson | 2012-07-24 | 2012-09-05 | Recommended | DC03XC416 |  | https://s3.amazonaws.com/montgomerycountytfcg/Applications/201209-02.pdf
201209-04 | AT&T Wireless | Antenna Change Out | Minor Modification | Haights Branch Tower | 112 | 5229 | Damascus Rd | Gaithersburg | AR | LECHLIDER DOUGLAS E & ROBIN L |  | Private | 39.2431 | -77.101 | Tower | 225 | 0 | T. Godwin | 2012-07-20 | 2012-10-03 | Recommended |  |  | https://s3.amazonaws.com/montgomerycountytfcg/Applications/201209-04.pdf
201209-03 | AT&T Wireless | Existing Monopole | Minor Modification | Laytonsville | 321 | 4301 | Brookeville Rd | Brookeville | AR | Jane C Maller, Trustee |  | Private | 39.184 | -77.0815 | Monopole | 182 | 0 | T. Godwin | 2012-07-20 | 2012-10-03 | Recommended | Laytonsville |  | https://s3.amazonaws.com/montgomerycountytfcg/Applications/201209-03.pdf
201209-01 | Cricket | Colocation | Colocation | Summit Hills Apartments | 58 | 8484 | 16th St | Silver Spring | CR-2.5 C-0.25 R-2.5 H-145 | Summit Hills LLC |  | Private | 38.9951 | -77.037 | Building | 98.8 | 0 | Andrew Martin | 2012-07-19 | 2012-09-05 | Recommended | IAD-923 |  | https://s3.amazonaws.com/montgomerycountytfcg/Applications/201209-01.pdf
201208-02 | T-Mobile | Antenna Change Out | Minor Modification | Rock Creek Terrace Apts | 8 | 12630 | Veirs Mill Rd | Rockville | R-10 | Rock Creek Terrace LP |  | Private | 39.0631 | -77.0964 | Building | 153 | 0 |  | 2012-07-11 | 2012-08-01 | Recommended | WAN 079 |  | https://s3.amazonaws.com/montgomerycountytfcg/Applications/MC201208-02.pdf
201208-01 | Cricket | Colocation | Colocation | Argyle Country Club | 111 | 14600 | Argyle Club Rd | Silver Spring | RE-2 | Argyle Land Company |  | Private | 39.0961 | -77.0526 | Monopole | 125 | 0 |  | 2012-07-06 | 2012-08-01 | Recommended | Colesville |  | https://s3.amazonaws.com/montgomerycountytfcg/Applications/MC201208-01.pdf
201207-02 | Comprehensive Wireless LLC | existing tower | Colocation | Pinnacle Towers | 21 | 5202 | River Rd | Bethesda | IM-2.5 H-50 | Pinnacle Towers Inc |  | Private | 38.9639 | -77.1047 | Tower | 744.5 | 0 |  | 2012-06-08 | 2012-07-11 | Recommended |  |  | https://s3.amazonaws.com/montgomerycountytfcg/Applications/201207-02.pdf
201207-01 | Cricket | Colocation | Colocation | Oakview Recreation Assoc. | 344 | 1101 | Corliss St | Silver Spring | R-90 | Oakview Recreation Association |  | Private | 39.017 | -76.99 | Monopole | 120 | 0 | Andrew Martin | 2012-05-25 | 2012-07-11 | Recommended | IAD-1080/SBA MD41225 |  | https://s3.amazonaws.com/montgomerycountytfcg/Applications/201207-01.pdf
201206-18 | AT&T Wireless | Antenna Change Out | Minor Modification | AT&T Long Line Tower | 120 | 12419 | Middlebrook Rd | Germantown | IM-2.5 H-50 | American Tower Inc. |  | Private | 39.1769 | -77.2572 | Tower | 125 | 0 | T. Johnston | 2012-05-16 | 2012-06-06 | Recommended | Middlebrook |  | https://s3.amazonaws.com/montgomerycountytfcg/Applications/201206-18.pdf
201206-17 | Sprint/Nextel | Antenna Change Out | Minor Modification | Hughes Methodist Church | 228 | 10700 | Georgia Ave | Silver Spring | R-60 | Hughes United Methodist Church | Church | Private | 39.0303 | -77.0481 | Building | 30 | 0 | J. Severson | 2012-05-09 | 2012-06-06 | Recommended | WA23XC505 |  | https://s3.amazonaws.com/montgomerycountytfcg/Applications/201206-17.pdf
201206-13 | T-Mobile | MM Rooftop | Minor Modification | Steinberg Silo | 318 | 15021 | Dufief Mill Rd | Gaithersburg | R-200 | Chabad Lubavitch of Upper Montgomery County |  | Private | 39.1027 | -77.2234 | Building | 61 | 0 | John Moore | 2012-05-07 | 2012-07-11 | Recommended | 7WAN115D |  | https://s3.amazonaws.com/montgomerycountytfcg/Applications/201206-13.pdf
201206-14 | T-Mobile | MM Rooftop; System upgrade. | Minor Modification | Shady Grove Medical Center | 401 | 9850 | Key West Ave | Darnestown | CR-1.0 C-0.5 R-1.0 H-150 | HSRE-Cap Med Shady Grove Med Village LLC |  | Private | 39.1004 | -77.2104 | Building | 52 | 0 | John Moore | 2012-05-07 | 2012-06-06 | Recommended | 7WAN118D |  | https://s3.amazonaws.com/montgomerycountytfcg/Applications/201206-14.pdf
201206-15 | T-Mobile | MM Monopole | Minor Modification | Fire Station 31 | 10 | 12100 | Darnestown Rd | Gaithersburg | R-200 | Montgomery County |  | Public | 39.1161 | -77.2512 | Monopole | 161 | 0 | John Moore | 2012-05-07 | 2012-07-01 | Withdrawn | WAN074
201206-16 | T-Mobile | Antenna Change Out | Minor Modification | NIH Bldg 10 | 414 | 10 | Center Dr | Bethesda | R-60 | US Government | Federal | Public | 39.0018 | -77.1042 | Building | 75 | 0 | John Moore | 2012-05-07 | 2012-06-06 | Recommended | 7WAN050A |  | https://montgomerycountytfcg.s3.amazonaws.com/Applications/201206-16.pdf
201206-16-01 | T-Mobile | Antenna Change Out | Minor Modification | Grosvenor House Apts | 14 | 10101 | Grosvenor Pl | Rockville | R-10 | Grosvenor Park |  | Private | 39.0233 | -77.1044 | Building | 174 | 0 | John Moore | 2012-05-07 | 2012-06-06 | Recommended | WAN034 |  | https://montgomerycountytfcg.s3.amazonaws.com/Applications/201206-16.pdf
201206-16-02 | T-Mobile | Antenna Change Out | Minor Modification | Rebecca Building | 421 | 10920 | Connecticut Ave | Kensington | R-60 | Rebecca Limited Partnership |  | Private | 39.0353 | -77.0756 | Building | 60 | 0 | John Moore | 2012-05-07 | 2012-06-06 | Recommended | WAN132 |  | https://montgomerycountytfcg.s3.amazonaws.com/Applications/201206-16.pdf
201206-10-01 | T-Mobile | Antenna Change Out | Minor Modification | Olney Water Tank | 25 | 17710 | Buehler Rd | Olney | RT-12.5 | WSSC | WSSC | Public | 39.1478 | -77.0644 | Water Tank | 118 | 0 | Michael Bortz | 2012-04-20 | 2012-06-06 | Recommended | 7WAN027A |  | https://s3.amazonaws.com/montgomerycountytfcg/Applications/MC2018060371+Application.pdf
201206-12-01 | T-Mobile | Antenna Change Out | Minor Modification | Semmes Building | 35 | 10220 | River Rd | Rocville | NR-0.75 | Semmes Buildng LLC |  | Private | 39.0182 | -77.2097 | Building | 42.5 | 0 | Michael Bortz | 2012-04-20 | 2012-06-06 | Recommended | WAN001 |  | https://montgomerycountytfcg.s3.amazonaws.com/Applications/201206-12.pdf
201206-12 | T-Mobile | Antenna Change Out | Minor Modification | Chevy Chase Building | 18 | 5530 | Wisconsin Ave | Chevy Chase | CR-3.0 C-2.0 R-2.75 H-90 T | Friendship Propertie |  | Private | 38.9648 | -77.0883 | Building | 160 | 0 | Michael Bortz | 2012-04-20 | 2012-06-06 | Recommended | 7WDC027A |  | https://montgomerycountytfcg.s3.amazonaws.com/Applications/201206-12.pdf
201206-09 | T-Mobile | Antenna Change Out | Minor Modification | Chateau Apartments | 53.01 | 9727 | Mt. Pisgah Rd | Silver Spring | R-H | Hillzo LP |  | Private | 39.0168 | -76.9745 | Building | 159 | 0 | Michael Bortz | 2012-04-19 | 2012-06-06 | Recommended | 7WAN043A |  | https://montgomerycountytfcg.s3.amazonaws.com/201206-09.pdf
201206-10 | T-Mobile | Antenna Change Out | Minor Modification | Cabin John Water Tank | 132 | 6711 | Tomlinson Terr | Cabin John | R-200 | WSSC | WSSC | Public | 38.9782 | -77.1597 | Water Tank | 133.5 | 0 | Michael Bortz | 2012-04-19 | 2012-06-06 | Recommended | 7WAN016A |  | https://s3.amazonaws.com/montgomerycountytfcg/Applications/201206-10.pdf
201206-11 | T-Mobile | MM Lattice Tower | Minor Modification | Rockville Measuring Station | 102 | 15030 | Frederick Rd | Rockville | IM-2.5 H-50 | Atlantic Seaboard Corp |  | Private | 39.1021 | -77.1572 | Tower | 188 | 0 | Michael Bortz | 2012-04-19 | 2012-06-06 | Recommended | 7WAN092A |  | https://s3.amazonaws.com/montgomerycountytfcg/Applications/201206-11.pdf
201206-09-01 | T-Mobile | Antenna Change Out | Minor Modification | Postal Training Facility | 233 | 10130 | Democracy Blvd | Potomac | RE-2 | United States Postal Service | Federal | Public | 39.0205 | -77.1864 | Building | 70 | 0 | Michael Bortz | 2012-04-19 | 2012-06-06 | Recommended | 7WAN107A |  | https://montgomerycountytfcg.s3.amazonaws.com/201206-09.pdf
201206-09-02 | T-Mobile | Antenna Change Out | Minor Modification | Verizon Building | 36 | 13100 | Columbia Pike | Silver Spring | EOF-0.75 H-100 T | Chesapeake and Potomac Tele Co MD |  | Private | 39.0713 | -76.9589 | Building | 68 | 0 | Michael Bortz | 2012-04-19 | 2012-06-06 | Recommended | 7WAN019A |  | https://montgomerycountytfcg.s3.amazonaws.com/201206-09.pdf
201206-09-03 | T-Mobile | Antenna Change Out | Minor Modification | Westfield South 1 | 417 | 11002 | Veirs Mill Rd | Wheaton | GR-1.5 | Wheaton Shopping |  | Private | 39.0349 | -77.0524 | Building | 100 | 0 | Michael Bortz | 2012-04-19 | 2012-06-06 | Recommended | 7WAN093A |  | https://montgomerycountytfcg.s3.amazonaws.com/201206-09.pdf
201206-09-04 | T-Mobile | Antenna Change Out | Minor Modification | Phillips Office Building | 279 | 9420 | Key West Ave | Rockville | LSC-1.0 H-110 T | Key West III LP |  | Private | 39.1029 | -77.1938 | Building | 54.25 | 0 | Michael Bortz | 2012-04-19 | 2012-06-06 | Recommended | 7WAN094C |  | https://montgomerycountytfcg.s3.amazonaws.com/201206-09.pdf
201206-09-05 | T-Mobile | Antenna Change Out | Minor Modification | Wildwood Medical Center | 367 | 10401 | Old Georgetown Rd | Bethesda | CRT-1.25 | Wildwood Medical Center |  | Private | 39.0265 | -77.1251 | Building | 50 | 0 | Michael Bortz | 2012-04-19 | 2012-06-06 | Recommended | 7WAN106B |  | https://montgomerycountytfcg.s3.amazonaws.com/201206-09.pdf
201206-09-06 | T-Mobile | Antenna Change Out | Minor Modification | E-Z Storage | 319 | 12311 | Parklawn Dr | Rockville | IL-1.0 | Rockville Land LLLP |  | Private | 39.0594 | -77.1106 | Building | 36 | 0 | Michael Bortz | 2012-04-19 | 2012-06-06 | Recommended | 7WAN121A |  | https://montgomerycountytfcg.s3.amazonaws.com/201206-09.pdf
201206-09-07 | T-Mobile | Antenna Change Out | Minor Modification | Choice International | 29 | 10750 | Columbia Pike | Silver Spring | CRT-2.25 C-1.5 R-0.75 H-45 | VREC III LO COLESVILLE MEDICAL MOB LLC |  | Private | 39.0324 | -77.0045 | Building | 85 | 0 | Michael Bortz | 2012-04-19 | 2012-06-06 | Recommended | 7WAN135A |  | https://montgomerycountytfcg.s3.amazonaws.com/201206-09.pdf
201206-09-08 | T-Mobile | Antenna Change Out | Minor Modification | Crossroads Building | 273 | 7676 | New Hampshire Ave | Takoma Park | CRT-2.5 | 7676 New Hampshire L.P. |  | Private | 38.9874 | -76.9885 | Building | 40 | 0 | Michael Bortz | 2012-04-19 | 2012-06-06 | Recommended | WAS243 |  | https://montgomerycountytfcg.s3.amazonaws.com/201206-09.pdf
201206-09-09 | T-Mobile | Antenna Change Out | Minor Modification | Core Building | 290 | 12800 | Middlebrook Rd | Germantown | CR-1.25 | Gunners Lake Thirteen LP |  | Private | 39.1767 | -77.2653 | Building | 64 | 0 | Michael Bortz | 2012-04-19 | 2012-06-06 | Recommended | 7WAN264A |  | https://montgomerycountytfcg.s3.amazonaws.com/201206-09.pdf
201206-09-10 | T-Mobile | Antenna Change Out | Minor Modification | White Oak Towers Apts | 32 | 11700 | Old Columbia Pike | Silver Spring | R-10 | Old Columbia Pike Ltd. |  | Private | 39.0494 | -76.9805 | Building | 189 | 0 | Michael Bortz | 2012-04-19 | 2012-06-06 | Recommended | WAN354 |  | https://montgomerycountytfcg.s3.amazonaws.com/201206-09.pdf
201206-09-11 | T-Mobile | Antenna Change Out | Minor Modification | Adventist Hospital | 329 | 7600 | Carroll Ave | Takoma Park | R-60 | Adventist Health Care Mid-Atl |  | Private | 38.9852 | -77.0014 | Building | 82 | 0 | Michael Bortz | 2012-04-19 | 2012-06-06 | Recommended | 7WAS230D |  | https://montgomerycountytfcg.s3.amazonaws.com/201206-09.pdf
201206-06-01 | T-Mobile | Antenna Change Out | Minor Modification | Pepco 660-N | 243 | 11313 | Deborah Dr | Rockville | R-90 | Pepco | Pepco | Private | 39.0401 | -77.1642 | Tower | 134 | 0 | Michael Bortz | 2012-04-19 | 2012-06-06 | Recommended | WAN275 |  | https://s3.amazonaws.com/montgomerycountytfcg/Applications/201206-06.pdf##
201206-03-01 | T-Mobile | Antenna Change Out | Minor Modification | St. Patrick's Church | 28 | 4101 | Norbeck Rd | Rockville | RE-1 | St. Patrick's Church | Church | Private | 39.1087 | -77.082 | Building | 75 | 0 | Michael Bortz | 2012-04-13 | 2012-05-03 | Recommended | WAN112 |  | https://montgomerycountytfcg.s3.amazonaws.com/Applications/201206-03.pdf
201206-03-02 | T-Mobile | Antenna Change Out | Minor Modification | Petrucelli Property | 275 | 14120 | Darnestown Rd | Gaithersburg | CRN-0.25 C-0.25 R-0.0 H-35 | Vanic LLC |  | Private | 39.1037 | -77.2934 | Monopole | 105.7 | 0 | Michael Bortz | 2012-04-13 | 2012-05-03 | Recommended | WAN296 |  | https://montgomerycountytfcg.s3.amazonaws.com/Applications/201206-03.pdf
201206-01 | T-Mobile | Antenna Change Out | Minor Modification | Argyle Country Club | 111 | 14600 | Argyle Club Rd | Silver Spring | RE-2 | Argyle Land Company |  | Private | 39.0961 | -77.0526 | Monopole | 125 | 0 | Michael Bortz | 2012-04-13 | 2012-05-03 | Recommended | 7WAN076A |  | https://s3.amazonaws.com/montgomerycountytfcg/Applications/201206-01.pdf
201206-02 | T-Mobile | Antenna Change Out | Minor Modification | Pepco 637-S | 311 | 12900 | Piney Meetinghouse Rd | Potomac | RE-2 | Pepco | Pepco | Private | 39.0669 | -77.2283 | Tower | 126 | 0 | Michael Bortz | 2012-04-13 | 2012-05-03 | Recommended | 7WAN072A |  | https://s3.amazonaws.com/montgomerycountytfcg/Applications/201206-02.pdf
201206-03 | T-Mobile | Antenna Change Out | Minor Modification | Fraley Farm Silo | 245 | 17800 | Bowie Mill Rd | Derwood | RE-1 | Kenneth Fraley |  | Private | 39.1501 | -77.1143 | Building | 73 | 0 | Michael Bortz | 2012-04-13 | 2012-05-03 | Recommended | WAN162 |  | https://montgomerycountytfcg.s3.amazonaws.com/Applications/201206-03.pdf
201206-04 | T-Mobile | Antenna Change Out | Minor Modification | Potomac Water Filt. Plant | 91 | 12200 | River Rd | Rockville | RE-2 | WSSC | WSSC | Public | 39.0405 | -77.2537 | Building | 81.3 | 0 | Michael Bortz | 2012-04-13 | 2012-05-03 | Recommended | 7WAN006A
201206-05 | Verizon Wireless | Relocate Antennas | Minor Modification | Tri-State Stone Quarry | 20 | 8200 | Seven Locks Rd | Bethesda | R-200 | Ben Porto & Son LTD |  | Private | 38.9887 | -77.1614 | Monopole | 154 | 0 | R. Prendergast | 2012-04-13 | 2012-05-03 | Recommended | Burning Tree |  | https://s3.amazonaws.com/montgomerycountytfcg/Applications/MC201206-05.pdf
201206-01-01 | T-Mobile | Antenna Change Out | Minor Modification | Sandy Spring VFD 40 | 117 | 16911 | Georgia Ave | Olney | RE-2 | Sandy Spring Vol. Fire Dept. | Fire | Private | 39.1336 | -77.068 | Monopole | 150 | 0 | Michael Bortz | 2012-04-13 | 2012-05-03 | Recommended | 7WAN078A |  | https://s3.amazonaws.com/montgomerycountytfcg/Applications/201206-01-01.pdf
201206-01-02 | T-Mobile | Antenna Change Out | Minor Modification | Gymkhana Club | 56 | 14100 | River Rd | Rockville | RE-2 | River Road Development Inc |  | Private | 39.063 | -77.2925 | Monopole | 143.6 | 0 | Michael Bortz | 2012-04-13 | 2012-05-03 | Recommended | 7WAN247A |  | https://s3.amazonaws.com/montgomerycountytfcg/Applications/201206-01-02.pdf
201206-01-03 | T-Mobile | Antenna Change Out | Minor Modification | Weitzer Property | 123 | 0 | Sugarland Rd | Poolesville | AR | BLUFFING GOAT FARM LLC |  | Private | 39.0857 | -77.3982 | Monopole | 195 | 0 | Michael Bortz | 2012-04-13 | 2012-05-03 | Recommended | 7WAN520A |  | https://s3.amazonaws.com/montgomerycountytfcg/Applications/201206-01-03.pdf
201206-02-01 | T-Mobile | Antenna Change Out | Minor Modification | Pepco 683-E | 600 | 18300B | Bowie Mill Rd | Olney | RE-1 | Pepco |  | Private | 39.1563 | -77.0922 | Tower | 134 | 0 | Michael Bortz | 2012-04-13 | 2012-05-03 | Recommended | 7WAN491A |  | https://s3.amazonaws.com/montgomerycountytfcg/Applications/201206-02-01.pdf
201206-02-02 | T-Mobile | Antenna Change Out | Minor Modification | Pepco 749425-3415 | 184 |  | River Rd & Bradley Blvd | Potomac | RE-2 | Naval K. Mehra | State | Public | 39.0007 | -77.1779 | Utility Pole | 60 | -1 | Michael Bortz | 2012-04-13 | 2012-05-03 | Recommended | 7WAN309A |  | https://s3.amazonaws.com/montgomerycountytfcg/Applications/201206-02-02.pdf
201206-02-03 | T-Mobile | Antenna Change Out | Minor Modification | Pepco 750424-227810 | 115 |  | River Rd | Potomac | Re-2 | Pepco | Pepco | Public | 39.0269 | -77.2206 | Utility Pole | 56 | -1 | Michael Bortz | 2012-04-13 | 2012-05-03 | Recommended | 7WAN337A |  | https://s3.amazonaws.com/montgomerycountytfcg/Applications/201206-02-03.pdf
201205-04-01 | T-Mobile | Antenna Change Out. | Minor Modification | Sunrise Apts | 149 | 19310 | Club House Rd | Gaithersburg | R-10 | Sunrise Assisted Living |  | Private | 39.1738 | -77.2027 | Building | 70 | 0 | Michael Bortz | 2012-04-11 | 2012-05-03 | Recommended | 7WAN084A |  | https://s3.amazonaws.com/montgomerycountytfcg/Applications/201205-04.pdf
201205-04-02 | T-Mobile | Antenna Change Out. | Minor Modification | Aldon Building | 202 | 8200 | Wisconsin Ave | Bethesda | CR-3.0 | Alvin I.Brown c/o Aldon Mgmt |  | Private | 38.9919 | -77.0963 | Building | 143 | 0 | Michael Bortz | 2012-04-11 | 2012-05-03 | Recommended | 7WAN136A |  | https://s3.amazonaws.com/montgomerycountytfcg/Applications/201205-04.pdf
201205-04-03 | T-Mobile | Antenna Change Out. | Minor Modification | Democracy Center | 23 | 6903 | Rockledge Dr | Bethesda | CR-1.5 C-1.25 R-0.75 H-200 | G&I X Democracy Center LLC |  | Private | 39.0276 | -77.1405 | Building | 185 | 0 | Michael Bortz | 2012-04-11 | 2012-05-03 | Recommended | 7WAN007 |  | https://s3.amazonaws.com/montgomerycountytfcg/Applications/201205-04.pdf
201205-04-04 | T-Mobile | Antenna Change Out. | Minor Modification | Westlake Towers | 155 | 7420 | Westlake Terr | Bethesda | R-H | Westlake Park Condo |  | Private | 39.026 | -77.1508 | Building | 144.5 | 0 | Michael Bortz | 2012-04-11 | 2012-05-03 | Recommended | 7WAN051 |  | https://s3.amazonaws.com/montgomerycountytfcg/Applications/201205-04.pdf
201205-04-05 | T-Mobile | Antenna Change Out. | Minor Modification | Designer Gallery | 420 | 4218 | Howard Ave | Kensington | IM-2.5 | Gary Rosenthal |  | Private | 39.0307 | -77.0832 | Building | 30 | 0 | Michael Bortz | 2012-04-11 | 2012-05-03 | Recommended | 7WAN075 |  | https://s3.amazonaws.com/montgomerycountytfcg/Applications/201205-04.pdf
201205-04-06 | T-Mobile | Antenna Change Out. | Minor Modification | Luther Rice Baptist Church | 81 | 801 | University Blvd | Silver Spring | R-60 | Luther Rice Baptist Church | Church | Private | 39.0317 | -77.0217 | Building | 38 | 0 | Michael Bortz | 2012-04-11 | 2012-05-03 | Recommended | 7WAN133 |  | https://s3.amazonaws.com/montgomerycountytfcg/Applications/201205-04.pdf
201205-04-07 | T-Mobile | Antenna Change Out. | Minor Modification | Storage USA | 339 | 7722 | Fenton St | Silver Spring | IM-2.5 | ESS Prisa LLC |  | Private | 38.9864 | -77.0231 | Building | 150 | 0 | Michael Bortz | 2012-04-11 | 2012-05-03 | Recommended | 7WAN138 |  | https://s3.amazonaws.com/montgomerycountytfcg/Applications/201205-04.pdf
201205-04-08 | T-Mobile | Antenna Change Out. | Minor Modification | Walkers House | 144 | 18700 | Walkers Choice Rd | Gaithersburg | R-10 | Walker House Owner LLC |  | Private | 39.163 | -77.2051 | Building | 76 | 0 | Michael Bortz | 2012-04-11 | 2012-05-03 | Recommended | 7WAN246E |  | https://s3.amazonaws.com/montgomerycountytfcg/Applications/201205-04.pdf
201205-04-09 | T-Mobile | Antenna Change Out. | Minor Modification | University Gardens | 292 | 440 | University Blvd | Silver Spring | R-60 | Korean Community Sr. Housing |  | Private | 39.0072 | -76.9972 | Building | 54 | 0 | Michael Bortz | 2012-04-11 | 2012-05-03 | Recommended | 7WAN253 |  | https://s3.amazonaws.com/montgomerycountytfcg/Applications/201205-04.pdf
201205-04-10 | T-Mobile | Antenna Change Out. | Minor Modification | Mill Creek Apartments | 404 | 17600 | Sequoia Dr | Gaithersburg | R-30 | Mill Creek Investors LTD PTN |  | Private | 39.1442 | -77.1706 | Building | 32 | 0 | Michael Bortz | 2012-04-11 | 2012-05-03 | Recommended | 7WAN265 |  | https://s3.amazonaws.com/montgomerycountytfcg/Applications/201205-04.pdf
201205-04-11 | T-Mobile | Antenna Change Out. | Minor Modification | Hampshire West Apts | 303 | 1412(AKA 1432) | Hampshire West Ct | Silver Spring | R-20 | Hampshire West LLC |  | Private | 39.0082 | -76.9832 | Building | 45 | 0 | Michael Bortz | 2012-04-11 | 2012-05-03 | Recommended | 7WAN271B |  | https://s3.amazonaws.com/montgomerycountytfcg/Applications/201205-04.pdf
201205-04-12 | T-Mobile | Antenna Change Out. | Minor Modification | Montgomery Towers | 265 | 415 | Silver Spring Ave | Silver Spring | R-10 | Montgomery Towers LLC |  | Private | 38.9933 | -77.0108 | Building | 57 | 0 | Michael Bortz | 2012-04-11 | 2012-05-03 | Recommended | 7WAN277 |  | https://s3.amazonaws.com/montgomerycountytfcg/Applications/201205-04.pdf
201205-04-13 | T-Mobile | Antenna Change Out. | Minor Modification | First Alliance Church | 345 | 14500 | New Hampshire Ave | Silver Spring | R-200 | First Alliance Church | Church | Private | 39.0937 | -77.0023 | Building | 17 | 0 | Michael Bortz | 2012-04-11 | 2012-05-03 | Recommended | 7WAN280 |  | https://s3.amazonaws.com/montgomerycountytfcg/Applications/201205-04.pdf
201205-04-14 | T-Mobile | Antenna Change Out. | Minor Modification | Parkside Plaza | 255 | 9039 | Sligo Creek Pkwy | Silver Spring | R-10 | Parkside Plaza Condo |  | Private | 39.0042 | -77.0136 | Building | 150 | 0 | Michael Bortz | 2012-04-11 | 2012-05-03 | Recommended | 7WAN302 |  | https://s3.amazonaws.com/montgomerycountytfcg/Applications/201205-04.pdf
201205-09-01 | T-Mobile | Antenna Change Out | Minor Modification | Pepco 111-S | 224 | 7600 | Hadley Farms Dr | Gaithersburg | R-90 | Pepco | Pepco | Private | 39.1856 | -77.1521 | Tower | 135 | 0 | Michael Bortz | 2012-04-11 | 2012-05-03 | Recommended | 7WAN156D |  | https://s3.amazonaws.com/montgomerycountytfcg/Applications/201205-09-01.pdf
201205-09-02 | T-Mobile | Antenna Change Out | Minor Modification | Pepco 620-S | 353 | 12457 | Falconbridge Dr | Gaithersburg | R-200 | Pepco | Pepco | Private | 39.1033 | -77.2572 | Tower | 126 | 0 | Michael Bortz | 2012-04-11 | 2012-05-03 | Recommended | 7WAN228A |  | https://s3.amazonaws.com/montgomerycountytfcg/Applications/201205-09-02.pdf
201205-09-03 | T-Mobile | Antenna Change Out | Minor Modification | Pepco 100-N | 246 | 20000 blk | Goshen Rd & Rothbury Dr | Gaithersburg | R-200 | Pepco | Pepco | Private | 39.1843 | -77.1881 | Tower | 133 | 0 | Michael Bortz | 2012-04-11 | 2012-05-03 | Recommended | 7WAN260A |  | https://s3.amazonaws.com/montgomerycountytfcg/Applications/201205-09-03.pdf
201205-09-04 | T-Mobile | Antenna Change Out | Minor Modification | Pepco 611-N | 308 | 13139-T | Colton Ln | Gaithersburg | RE-1 | Pepco | Pepco | Private | 39.121 | -77.2711 | Tower | 116 | 0 | Michael Bortz | 2012-04-11 | 2012-05-03 | Recommended | 7WAN295B |  | https://s3.amazonaws.com/montgomerycountytfcg/Applications/201205-09-04.pdf
201205-09-05 | T-Mobile | Antenna Change Out | Minor Modification | Pepco 106-N | 378.01 |  | East Village Ave @ Doubleland Rd | Gaithersburg | R-200 | Pepco | Pepco | Private | 39.1866 | -77.169 | Tower | 131 | 0 | Michael Bortz | 2012-04-11 | 2012-05-03 | Recommended | 7WAN355A |  | https://s3.amazonaws.com/montgomerycountytfcg/Applications/201205-09-05.pdf
201205-09-06 | T-Mobile | Antenna Change Out | Minor Modification | Pepco 651-N | 352 | 8910 | Falls Farm Dr | Potomac | R-200 | Pepco | Pepco |  | 39.0557 | -77.1844 | Transmission Tower | 117.5 | 0 | Michael Bortz | 2012-04-11 | 2012-05-03 | Recommended | 7WAN427A |  | https://s3.amazonaws.com/montgomerycountytfcg/Applications/201205-09-06.pdf
201205-09-07 | T-Mobile | Antenna Change Out | Minor Modification | Pepco 195-S | 341 | 4751 | Sandy Spring Rd | Burtonsville | R-200 | Pepco | Pepco | Private | 39.106 | -76.9131 | Tower | 150 | 0 | Michael Bortz | 2012-04-11 | 2012-05-03 | Recommended | 7WAN393D |  | https://s3.amazonaws.com/montgomerycountytfcg/Applications/201205-09-07.pdf
201205-09-08 | T-Mobile | Antenna Change Out | Minor Modification | Pepco 7771406 | 259 | 4500 | Western Ave | Bethesda | R-60 | Pepco | Pepco | Private | 38.9494 | -77.1011 | Utility Pole | 61 | -1 | Michael Bortz | 2012-04-11 | 2012-05-03 | Recommended | 7WAN348A |  | https://s3.amazonaws.com/montgomerycountytfcg/Applications/201205-09-08.pdf
201205-10-01 | T-Mobile | Antenna Change Out | Minor Modification | Spencerville Free Methodist Church | 387 | 2100 | Spencerville Rd | Spencerville | RE-1 | Spencerville Free Methodist Church | Church | Private | 39.1181 | -76.9682 | Monopole | 102 | 0 | Michael Bortz | 2012-04-11 | 2012-05-03 | Recommended | 7WAN368B |  | https://s3.amazonaws.com/montgomerycountytfcg/Applications/201205-10-01.pdf
201205-10-02 | T-Mobile | Antenna Change Out | Minor Modification | Woodside Manor | 57 | 2114 | Dexter Ave | Silver Spring | R-10 | Woodside Manor LP |  | Private | 39.0212 | -77.0461 | Building | 75 | 0 | Michael Bortz | 2012-04-11 | 2012-05-03 | Recommended | 7WAN453D |  | https://s3.amazonaws.com/montgomerycountytfcg/Applications/201205-10-02.pdf
201205-04 | T-Mobile | Antenna Change Out | Minor Modification | Miller Company Bldg | 309 | 4701 | Sangamore Rd | Bethesda | NR-0.75 H-45 | WC & AN Miller Development Co |  | Private | 38.9498 | -77.1194 | Building | 51.5 | 0 | Michael Bortz | 2012-04-11 | 2012-05-03 | Recommended | 7WAC191A |  | https://s3.amazonaws.com/montgomerycountytfcg/Applications/201205-04.pdf
201205-06 | T-Mobile | Antenna Change Out. | Minor Modification | Sarem Farm | 50 | 15901 | Columbia Pike | Burtonsville | RC | Jennifer Sarem |  | Private | 39.118 | -76.9292 | Monopole | 150 | 0 | Michael Bortz | 2012-04-11 | 2012-05-03 | Recommended | 7WAN095A |  | https://montgomerycountytfcg.s3.amazonaws.com/Applications/201205-06.pdf
201205-09 | T-Mobile | Antenna Change Out | Minor Modification | Pepco 730472-4678 | 328 | 16000 | Long Draft Rd (block of) | Gaithersburg | R-200 | Pepco | Pepco | Private | 39.1312 | -77.2449 | Utility Pole | 70 | 0 | Michael Bortz | 2012-04-11 | 2012-05-03 | Recommended | 7WAN088F |  | https://s3.amazonaws.com/montgomerycountytfcg/Applications/201205-09.pdf
201205-10 | T-Mobile | Antenna Change Out | Minor Modification | Tilden Middle School | 236 | 11211 | Old Georgetown Rd | Rockville | R-90 | Board of Education | School | Public | 39.0384 | -77.1211 | Monopole | 75 | 0 | Michael Bortz | 2012-04-11 | 2012-05-03 | Recommended | 7WAN256D |  | https://s3.amazonaws.com/montgomerycountytfcg/Applications/201205-10.pdf
201205-11 | Cricket | Colocation | Colocation | Montg College Germantown | 153 | 20200 | Observation Dr | Germantown | LSC-2.0 | Board of Comm College Trustees for Montgomery Coun | WSSC | Public | 39.1846 | -77.2499 | Tower | 300 | 0 | Andrew Martin | 2012-04-11 | 2012-06-06 | Recommended | IAD-1030/Montgomery College Lattice Tower |  | https://s3.amazonaws.com/montgomerycountytfcg/Applications/MC201205-11.pdf
201205-12 | Sprint/Nextel | Antenna Change Out | Minor Modification | Fire Station 33 | 37 | 11430 | Falls Rd | Potomac | R-200 | Rockville Volunteer Fire Dept. | Fire | Private | 39.0437 | -77.1939 | Monopole | 150 | 0 | J. Severson | 2012-04-11 | 2012-05-03 | Recommended | DC03XC054 |  | https://s3.amazonaws.com/montgomerycountytfcg/Applications/MC201205-12.pdf
201205-13 | Sprint/Nextel | Antenna Change Out | Minor Modification | Woodside Water Tank | 1 | 1945 | Seminary Pl | Silver Spring | R-60 | WSSC | WSSC | Public | 39.0099 | -77.0425 | Water Tank | 117 | 0 | J. Severson | 2012-04-11 | 2012-05-03 | Recommended | DC03XC589 |  | https://s3.amazonaws.com/montgomerycountytfcg/Applications/MC201205-13.pdf
201205-06-01 | T-Mobile | Antenna Change Out | Minor Modification | Aspen Monopole | 104 | 15710 | New Hampshire Ave | Silver Spring | RE-2 | Michael A. Grodin |  | Private | 39.1161 | -76.9962 | Monopole | 172 | 0 | Michael Bortz | 2012-04-11 | 2012-05-03 | Recommended | 7WAN128A |  | https://montgomerycountytfcg.s3.amazonaws.com/Applications/201205-06.pdf
201205-06-02 | T-Mobile | Antenna Change Out | Minor Modification | Earhart Monopole | 412 | 18920 | Earhart Ct | Gaithersburg | IL-1.0 | Storage Portfolio LLC |  | Private | 39.1689 | -77.1731 | Monopole | 100 | 0 | Michael Bortz | 2012-04-11 | 2012-05-03 | Recommended | 7WAN386A |  | https://montgomerycountytfcg.s3.amazonaws.com/Applications/201205-06.pdf
201205-06-03 | T-Mobile | Antenna Change Out | Minor Modification | Leaman Property | 86 | 13820 | Clopper Rd | Boyds | R-200 | American Tower Asset Sub 2 LLC |  | Private | 39.1652 | -77.2908 | Monopole | 125 | 0 | Michael Bortz | 2012-04-11 | 2012-05-03 | Recommended | 7WAN454A |  | https://montgomerycountytfcg.s3.amazonaws.com/Applications/201205-06.pdf
201205-06-04 | T-Mobile | Antenna Change Out | Minor Modification | Extra Space Storage | 350 | 19500 | Frederick Rd | Germantown | GR-1.5 H-45 | Extra Space Properties 131 LLC |  | Private | 39.1755 | -77.24 | Monopole | 120 | 0 | Michael Bortz | 2012-04-11 | 2012-05-03 | Recommended | 7WAN321A |  | https://montgomerycountytfcg.s3.amazonaws.com/Applications/201205-06.pdf
201205-06-05 | T-Mobile | Antenna Change Out | Minor Modification | JFK High School | 288 | 1901 | Randolph Rd | Silver Spring | R-90 | Board of Education | School | Public | 39.0676 | -77.0397 | Monopole | 135 | 0 | Michael Bortz | 2012-04-11 | 2012-05-03 | Recommended | 7WAN290A |  | https://montgomerycountytfcg.s3.amazonaws.com/Applications/201205-06.pdf
201205-06-06 | T-Mobile | Antenna Change Out | Minor Modification | Daly Elementary School | 324 | 20301 | Brandermill Dr | Germantown | R-90 | MCPS | School | Public | 39.1888 | -77.2325 | Monopole | 101 | 0 | Michael Bortz | 2012-04-11 | 2012-05-03 | Recommended | 7WAN144A |  | https://montgomerycountytfcg.s3.amazonaws.com/Applications/201205-06.pdf
201205-06-07 | T-Mobile | Antenna Change Out | Minor Modification | Wheaton High School | 299 | 12501 | Dalewood Rd | Silver Spring | R-60 | MCPS | School | Public | 39.0595 | -77.0665 | Monopole | 100 | 0 | Michael Bortz | 2012-04-11 | 2012-05-03 | Recommended | 7WAN235A |  | https://montgomerycountytfcg.s3.amazonaws.com/Applications/201205-06.pdf
201205-06-08 | T-Mobile | Antenna Change Out | Minor Modification | Springbrook High School | 373 | 201 | Valley Brook Dr | Silver Spring | R-200 | Board of Education | School | Public | 39.0583 | -77.0081 | Monopole | 99 | 0 | Michael Bortz | 2012-04-11 | 2012-05-03 | Recommended | 7WAN488A |  | https://montgomerycountytfcg.s3.amazonaws.com/Applications/201205-06.pdf
201205-06-09 | T-Mobile | Antenna Change Out | Minor Modification | Watkins Mill High School | 386 | 10301 | Apple Ridge Rd | Gaithersburg | R-200 | Board of Education | School | Public | 39.1846 | -77.2137 | Monopole | 118 | 0 | Michael Bortz | 2012-04-11 | 2012-05-03 | Recommended | 7WAN513B |  | https://montgomerycountytfcg.s3.amazonaws.com/Applications/201205-06.pdf
201205-03-01 | T-Mobile | Antenna Change Out | Minor Modification | 962 Wayne Ave | 46 | 962 | Wayne Ave | Silver Spring | CR-5.0 | Bsrep II MD Office Wayne LLC |  | Private | 38.9943 | -77.026 | Building | 112 | 0 | Michael Bortz | 2012-04-10 | 2012-05-03 | Recommended | 7WAS010A |  | https://s3.amazonaws.com/montgomerycountytfcg/Applications/201205-03-01.pdf
201205-03-02 | T-Mobile | Antenna Change Out | Minor Modification | Park Montgomery Apts | 26 | 8860 | Piney Branch Rd | Silver Spring | R-H | Park Montgomery Limited Prtnrshp |  | Private | 39.0005 | -76.9917 | Building | 147 | 0 | Michael Bortz | 2012-04-10 | 2012-05-03 | Recommended | 7WAS014A |  | https://s3.amazonaws.com/montgomerycountytfcg/Applications/201205-03-02.pdf
201205-03-03 | T-Mobile | Antenna Change Out | Minor Modification | Claridge House Apts | 179 | 2445 | Lyttonsville Rd | Silver Spring | CRT-1.25, C-0.25, R-1.25, H-150 | C & C Apartments Assoc LP |  | Private | 39 | -77.0525 | Building | 125 | 0 | Michael Bortz | 2012-04-10 | 2012-05-03 | Recommended | 7WAS052A |  | https://s3.amazonaws.com/montgomerycountytfcg/Applications/201205-03-03.pdf
201205-03-04 | T-Mobile | Antenna Change Out | Minor Modification | National 4-H Council Bldg | 44 | 7100 | Connecticut Ave | Chevy Chase | R-60 | National 4-H Council |  | Private | 38.981 | -77.0788 | Building | 36 | 0 | Michael Bortz | 2012-04-10 | 2012-05-03 | Recommended | 7WAN008A |  | https://s3.amazonaws.com/montgomerycountytfcg/Applications/201205-03-04.pdf
201205-03-05 | T-Mobile | Antenna Change Out | Minor Modification | Westwood Towers Apts | 33 | 5401 | Westbard Ave | Bethesda | CRT-3.0 | Housing Opportunities Comm Montgomery County |  | Private | 38.9643 | -77.1062 | Building | 150 | 0 | Michael Bortz | 2012-04-10 | 2012-05-03 | Recommended | 7WAN033A |  | https://s3.amazonaws.com/montgomerycountytfcg/Applications/201205-03-05.pdf
201205-03-06 | T-Mobile | Antenna Change Out | Minor Modification | Classic Residence | 19 | 8100 | Connecticut Ave | Chevy Chase | R-10 | SNH CCMD Properties LLC |  | Private | 38.9917 | -77.0778 | Building | 138 | 0 | Michael Bortz | 2012-04-10 | 2012-05-03 | Recommended | 7WAN039A |  | https://s3.amazonaws.com/montgomerycountytfcg/Applications/201205-03-06.pdf
201205-03-07 | T-Mobile | Antenna Change Out | Minor Modification | Park Ritchie Apts | 48 | 7600 | Maple Ave | Takoma Park | R-10 | Park Ritchie LLC |  | Private | 38.9839 | -77.008 | Building | 151 | 0 | Michael Bortz | 2012-04-10 | 2012-05-03 | Recommended | 7WAN056A |  | https://s3.amazonaws.com/montgomerycountytfcg/Applications/201205-03-07.pdf
201205-03-08 | T-Mobile | Antenna Change Out | Minor Modification | Summit Hills Apartments | 58 | 8484 | 16th St | Silver Spring | CR-2.5 C-0.25 R-2.5 H-145 | Summit Hills LLC |  | Private | 38.9951 | -77.037 | Building | 98.8 | 0 | Michael Bortz | 2012-04-10 | 2012-05-03 | Recommended | 7WAN059A |  | https://s3.amazonaws.com/montgomerycountytfcg/Applications/201205-03-08.pdf
201205-03-09 | T-Mobile | Antenna Change Out | Minor Modification | Kensington House | 325 | 10225 | Frederick Ave | Kensington | R-10 | Bimblich-Diener & Co LLC |  | Private | 39.0247 | -77.0697 | Building | 83 | 0 | Michael Bortz | 2012-04-10 | 2012-05-03 | Recommended | 7WAN104A |  | https://s3.amazonaws.com/montgomerycountytfcg/Applications/201205-03-09.pdf
201205-03-10 | T-Mobile | Antenna Change Out | Minor Modification | Promenade | 47 | 5225 | Pooks Hill Rd | Bethesda | R-H | Promenade Towers MH Corp |  | Private | 39.0174 | -77.1068 | Building | 193 | 0 | Michael Bortz | 2012-04-10 | 2012-05-03 | Recommended | 7WAN125E |  | https://s3.amazonaws.com/montgomerycountytfcg/Applications/201205-03-10.pdf
201205-03-11 | T-Mobile | Antenna Change Out | Minor Modification | St. Luke Lutheran Church | 5 | 9100 | Colesville Rd | Silver Spring | R-60 | St. Luke Lutheran Church | Church | Private | 39.005 | -77.0238 | Building | 25 | 0 | Michael Bortz | 2012-04-10 | 2012-05-03 | Recommended | 7WAN137D |  | https://s3.amazonaws.com/montgomerycountytfcg/Applications/201205-03-11.pdf
201205-03-12 | T-Mobile | Antenna Change Out | Minor Modification | Glen Echo Fire Department | 301 | 5920 | Massachusetts Ave | Bethesda | R-60 | Glen Echo Fire Department | Fire | Private | 38.9628 | -77.1208 | Building | 27 | 0 | Michael Bortz | 2012-04-10 | 2012-05-03 | Recommended | 7WAN279C |  | https://s3.amazonaws.com/montgomerycountytfcg/Applications/201205-03-12.pdf
201205-03-13 | T-Mobile | Antenna Change Out | Minor Modification | Halle Building | 109 | 2900 | Linden Ln | Silver Spring | EOF-1.5 | Halle, Warren E & MD |  | Private | 39.0149 | -77.0576 | Building | 36 | 0 | Michael Bortz | 2012-04-10 | 2012-05-03 | Recommended | 7WAN060A |  | https://s3.amazonaws.com/montgomerycountytfcg/Applications/201205-03-13.pdf
201205-03-14 | T-Mobile | Antenna Change Out | Minor Modification | Leafy House | 370 | 10000 | Brunswick Ave | Silver Spring | R-60 | Victory Forest LP | County | Public | 39.0199 | -77.0572 | Building | 53 | 0 | Michael Bortz | 2012-04-10 | 2012-05-03 | Recommended | 7WAN486A |  | https://s3.amazonaws.com/montgomerycountytfcg/Applications/201205-03-14.pdf
201205-03 | T-Mobile | Antenna Change Out | Minor Modification | Clark Building | 45 | 7500 | Old Georgetown Rd | Bethesda | CR-8.0 | Clark Office Bldg LP |  | Private | 38.985 | -77.0954 | Building | 230 | 0 | Michael Bortz | 2012-04-10 | 2012-05-03 | Recommended | 7WAN009A |  | https://s3.amazonaws.com/montgomerycountytfcg/Applications/201205-03.pdf
201205-01 | Cricket | Colocation | Colocation | Hughes Methodist Church | 228 | 10700 | Georgia Ave | Silver Spring | R-60 | Hughes United Methodist Church | Church | Private | 39.0303 | -77.0481 | Building | 30 | 0 | Andrew Martin | 2012-04-02 | 2012-05-03 | Recommended | IAD-1041/Hughes United Methodist Church Steeple |  | https://s3.amazonaws.com/montgomerycountytfcg/Applications/201205-01.pdf
201204-09 | Sprint | Antenna Change Out | Minor Modification | Weitzer Property | 123 | 0 | Sugarland Rd | Poolesville | AR | BLUFFING GOAT FARM LLC |  | Private | 39.0857 | -77.3982 | Monopole | 195 | 0 | J. Severson | 2012-03-14 | 2012-04-04 | Recommended | WA54XC687 |  | https://s3.amazonaws.com/montgomerycountytfcg/Applications/201204-09.pdf
201204-10 | Sprint | Antenna Change Out | Minor Modification | Leaman Property | 86 | 13820 | Clopper Rd | Boyds | R-200 | American Tower Asset Sub 2 LLC |  | Private | 39.1652 | -77.2908 | Monopole | 125 | 0 | J. Severson | 2012-03-14 | 2012-04-04 | Recommended | WA23XC459 |  | https://s3.amazonaws.com/montgomerycountytfcg/Applications/201204-10.pdf
201204-11 | Sprint | Antenna Change Out | Minor Modification | Super Fresh Shopping Ctr. | 52 | 3901 | Aspen Hill Rd | Silver Spring | CRT-2.25 C-1.5 R-0.75 H-75 | LDG Inc |  | Private | 39.0821 | -77.079 | Monopole | 116 | 0 | J. Severson | 2012-03-14 | 2012-04-04 | Recommended | WA74XC350 |  | https://s3.amazonaws.com/montgomerycountytfcg/Applications/201204-11.pdf
201204-12 | Sprint | Antenna Change Out | Minor Modification | NRC Building | 94 | 11555 | Rockville Pike | Rockville | CR-3.0 | U.S. Govt General Svcs Admin | Federal | Public | 39.0469 | -77.1119 | Building | 266 | 0 | J. Severson | 2012-03-14 | 2012-04-04 | Recommended | DC03XC059 |  | https://s3.amazonaws.com/montgomerycountytfcg/Applications/201204-12.pdf
201204-13 | Sprint | Antenna Change Out | Minor Modification | Troop 52 Forest Preserve | 113 | 16100 | Darnestown Rd | Dawsonville | AR | Seneca Creek Forest Preserve Inc |  | Private | 39.1343 | -77.335 | Tower | 180 | 0 | J. Severson | 2012-03-14 | 2012-04-04 | Recommended | WA54XC688 |  | https://s3.amazonaws.com/montgomerycountytfcg/Applications/201204-13.pdf
201204-14 | Sprint | Antenna Change Out | Minor Modification | Knights of Columbus | 13.01 | 17001 | Overhill Rd | Derwood | RE-1 | MONTG CNCL K C BLDG CORP |  | Private | 39.1347 | -77.1418 | Monopole | 173 | 0 | J. Severson | 2012-03-14 | 2012-04-04 | Recommended | DC03XC134 |  | https://s3.amazonaws.com/montgomerycountytfcg/Applications/201204-14.pdf
201204-15 | Cricket | Colocation | Colocation | 3 Bethesda Metro Center | 163 | 3 | Bethesda Metro Center | Bethesda | CR-8.0 | Meridian BMC Office Owner LLC |  | Private | 38.9845 | -77.0959 | Building | 160 | 0 | Andrew Martin | 2012-03-14 | 2012-04-04 | Recommended | IAD-765/3 Bethesda Metro Center |  | https://s3.amazonaws.com/montgomerycountytfcg/Applications/201204-15.pdf
201204-07 | Sprint | Colocation | Colocation | The Georgian | 452 | 8750 | Georgia Ave | Silver Spring | CR-5.0 | Georgian Investors, LLC |  | Private | 38.9991 | -77.0319 | Building | 142 | 0 | C. Shaffer | 2012-03-09 | 2012-04-04 | Recommended | WA81XC100 |  | https://s3.amazonaws.com/montgomerycountytfcg/Applications/201204-07.pdf
201204-08 | Comtech EF Data Corp. | Colocation | Colocation | Comtech Building | 453 | 20430 | Century Blvd | Germantown | CR-2.0 | First Potomac |  | Private | 39.1925 | -77.2676 | Building | 20 | 0 | M. Beeler | 2012-03-09 | 2012-04-04 | Recommended | Comtech EF Data Corp |  | https://s3.amazonaws.com/montgomerycountytfcg/Applications/201204-08.pdf
201204-06 | Cricket | Colocation | Colocation | Public Storage Prosperity | 402 | 12355 | Prosperity Dr | Silver Spring | CR-0.75 C-0.75 R-0.25 H-75 | Public Storage LP |  | Private | 39.0579 | -76.9655 | Monopole | 140 | 0 | T. Barton | 2012-03-01 | 2012-04-04 | Recommended | 7WAN1214 |  | https://s3.amazonaws.com/montgomerycountytfcg/Applications/201204-06.pdf
201204-03 | Cricket | Colocation | Colocation | Berkshire Towers | 42.02 | 11215 | Oak Leaf Dr | Silver Spring | R-10 | Enclave Holdings LLC |  | Private | 39.0397 | -76.994 | Building | 165 | 0 | Andrew Martin | 2012-02-29 | 2012-04-04 | Recommended | IAD-1039 |  | https://s3.amazonaws.com/montgomerycountytfcg/Applications/201204-03.pdf
201204-04 | Cricket | Colocation | Colocation | Parkside Plaza | 255 | 9039 | Sligo Creek Pkwy | Silver Spring | R-10 | Parkside Plaza Condo |  | Private | 39.0042 | -77.0136 | Building | 150 | 0 | Andrew Martin | 2012-02-29 | 2012-04-04 | Recommended | IAD-901/Parkside Plaza |  | https://s3.amazonaws.com/montgomerycountytfcg/Applications/201204-04.pdf
201204-05 | Cricket | Colocation | Colocation | Writ Building | 39 | 10400 | Connecticut Ave | Kensington | CRT-2.5 | Knowles Associates |  | Private | 39.0271 | -77.077 | Building | 68 | 0 | Andrew Martin | 2012-02-29 | 2012-04-04 | Recommended | IAD-775/10400 Connecticut Ave |  | https://s3.amazonaws.com/montgomerycountytfcg/Applications/201204-05.pdf
201204-01 | Cricket | Colocation | Colocation | Verizon Building | 36 | 13100 | Columbia Pike | Silver Spring | EOF-0.75 H-100 T | Chesapeake and Potomac Tele Co MD |  | Private | 39.0713 | -76.9589 | Building | 68 | 0 | S. Weber | 2012-02-23 | 2012-03-07 | Recommended | IAD-954-A |  | https://s3.amazonaws.com/montgomerycountytfcg/Applications/201204-01.pdf
201204-02 | Cricket | Colocation | Colocation | Wisconsin Place | 451 | 4440 | Willard Ave | Chevy Chase | CR-3.0 | WP Project Developer LLC, c/o Boston Prop. |  | Private | 38.9613 | -77.0877 | Building | 150 | 0 | S. Weber | 2012-02-23 | 2012-03-07 | Recommended | IAD-827-A |  | https://s3.amazonaws.com/montgomerycountytfcg/Applications/201204-02.pdf
201203-10 | Sprint | Antenna Change Out | Minor Modification | Sherwood High School | 157 | 300 | Olney-Sandy Spring Rd | Sandy Spring | RNC | Board of Education | School | Public | 39.1485 | -77.0172 | Monopole | 150 | 0 | I. Altman | 2012-02-15 | 2012-03-07 | Recommended | WA33XC096 |  | https://s3.amazonaws.com/montgomerycountytfcg/Applications/201203-10.pdf
201203-11 | AT&T Mobility | Antenna Change Out | Minor Modification | Petrucelli Property | 275 | 14120 | Darnestown Rd | Gaithersburg | CRN-0.25 C-0.25 R-0.0 H-35 | Vanic LLC |  | Private | 39.1037 | -77.2934 | Monopole | 105.7 | 0 | I. Altman | 2012-02-15 | 2012-03-07 | Recommended | Darnestown |  | https://s3.amazonaws.com/montgomerycountytfcg/Applications/201203-11.pdf
201203-12 | Cricket | Colocation | Colocation | Claridge House Apts | 179 | 2445 | Lyttonsville Rd | Silver Spring | CRT-1.25, C-0.25, R-1.25, H-150 | C & C Apartments Assoc LP |  | Private | 39 | -77.0525 | Building | 125 | 0 | I. Altman | 2012-02-15 | 2012-03-07 | Recommended | IAD-859-A |  | https://s3.amazonaws.com/montgomerycountytfcg/Applications/201203-12.pdf
201203-04 | Sprint | Antenna Change Out | Minor Modification | Chevy Chase Building | 18 | 5530 | Wisconsin Ave | Chevy Chase | CR-3.0 C-2.0 R-2.75 H-90 T | Friendship Propertie |  | Private | 38.9648 | -77.0883 | Building | 160 | 0 | J. Severson | 2012-02-08 | 2012-03-07 | Recommended | DC03XC304 |  | https://s3.amazonaws.com/montgomerycountytfcg/Applications/201203-04.pdf
201203-05 | Sprint | Antenna Change Out | Minor Modification | Old Burtonsville VFD | 64 | 15430 | Old Columbia Pike | Burtonsville | CRT-1.5 C-1.0 R-1.25 H-70 | Burtonsville VFD | Fire | Private | 39.1102 | -76.9367 | Monopole | 180 | 0 | J. Severson | 2012-02-08 | 2012-04-04 | Recommended | Burtonsville VFD |  | https://s3.amazonaws.com/montgomerycountytfcg/Applications/201203-05.pdf
201203-06 | Sprint | Antenna Change Out | Minor Modification | Montgomery Towers | 265 | 415 | Silver Spring Ave | Silver Spring | R-10 | Montgomery Towers LLC |  | Private | 38.9933 | -77.0108 | Building | 57 | 0 | J. Severson | 2012-02-08 | 2012-04-04 | Recommended | WA54XC436 |  | https://s3.amazonaws.com/montgomerycountytfcg/Applications/201203-06.pdf
201203-07 | Sprint | Antenna Change Out | Minor Modification | Naval Surface Warfare Ctr | 75 | 9500 | MacArthur Blvd | Bethesda | R-200 | United States Navy | Federal | Public | 38.976 | -77.1931 | Water Tank | 142 | 0 | J. Severson | 2012-02-08 | 2012-03-07 | Recommended | WA33XC174 |  | https://s3.amazonaws.com/montgomerycountytfcg/Applications/201203-07.pdf
201203-08 | Sprint | Antenna Change Out | Minor Modification | Benmar Property | 125 | 23000 | Whites Ferry Rd (18500 Elmers School Rd) | Dickerson | AR | Tower Road LLC |  | Private | 39.1574 | -77.4854 | Tower | 230 | 0 | J. Severson | 2012-02-08 | 2012-03-07 | Recommended | WA54XC684 |  | https://s3.amazonaws.com/montgomerycountytfcg/Applications/201203-08.pdf
201203-09 | Sprint | Antenna Change Out | Minor Modification | NIH Bldg 10 | 414 | 10 | Center Dr | Bethesda | R-60 | US Government | Federal | Public | 39.0018 | -77.1042 | Building | 75 | 0 | J. Severson | 2012-02-08 | 2012-03-07 | Recommended | DC03XC627 |  | https://s3.amazonaws.com/montgomerycountytfcg/Applications/201203-09.pdf
201203-02 | Sprint/Nextel | Chimney Changeout | Minor Modification | Garland Towers | 394 | 8221 | Garland Ave | Takoma Park | R-10 | Connecticut Avenue LLP |  | Private | 38.9926 | -76.9998 | Building | 77 | 0 | J. Severson | 2012-02-03 | 2012-03-07 | Recommended | WA60XC209 |  | https://s3.amazonaws.com/montgomerycountytfcg/Applications/201203-02.pdf
201203-03 | Sprint/Nextel | Antenna Change Out | Minor Modification | Pepco-Cabin John | 160.02 |  | MacArthur Blvd & I-495 | Cabin John | R-200 | Pepco | Pepco | Private | 38.976 | -77.179 | Tower | 80 | 0 | J. Severson | 2012-02-03 | 2012-03-07 | Recommended | DC03XC480 |  | https://s3.amazonaws.com/montgomerycountytfcg/Applications/201203-03.pdf
201203-01 | Sprint | Colocation | Colocation | West Hillandale Swim Club | 381 | 915 | Schindler Dr | Silver Spring | R-90 | West Hillandale Swim Club |  | Private | 39.0283 | -76.9889 | Monopole | 120 | 0 | C. Shaffer | 2012-01-27 | 2012-03-07 | Recommended | WA73XC301 |  | https://s3.amazonaws.com/montgomerycountytfcg/Applications/201203-01.pdf
201202-01 | Sprint | Antenna Change Out | Minor Modification | Rockville Measuring Station | 102 | 15030 | Frederick Rd | Rockville | IM-2.5 H-50 | Atlantic Seaboard Corp |  | Private | 39.1021 | -77.1572 | Tower | 188 | 0 | J. Severson | 2012-01-11 | 2012-02-01 | Recommended | WA33XC933 |  | https://s3.amazonaws.com/montgomerycountytfcg/Applications/201202-01.pdf
201202-02 | Sprint | Antenna Change Out | Minor Modification | National 4-H Council Bldg | 44 | 7100 | Connecticut Ave | Chevy Chase | R-60 | National 4-H Council |  | Private | 38.981 | -77.0788 | Building | 36 | 0 | J. Severson | 2012-01-11 | 2012-02-01 | Recommended | DC03XC364 |  | https://s3.amazonaws.com/montgomerycountytfcg/Applications/201202-02.pdf
201202-03 | Sprint | Antenna Change Out | Minor Modification | Goldsboro Rd Site | 129 | 6400 | Goldsboro Rd | Bethesda | CRT-0.75 C-0.75 R-0.25 H-35 | 6400 Goldsboro LLC |  | Private | 38.9701 | -77.1296 | Building | 55.8 | 0 | J. Severson | 2012-01-11 | 2012-02-01 | Recommended | WA74XC741 |  | https://s3.amazonaws.com/montgomerycountytfcg/Applications/201202-03.pdf
201202-04 | Sprint | Antenna Change Out | Minor Modification | Pepco 29-N | 226 | 0 | Peach Tree Rd | Dickerson | AR | Pepco | Pepco | Private | 39.178 | -77.3857 | Tower | 126 | 0 | J. Severson | 2012-01-11 | 2012-02-01 | Recommended | WA33XC205 |  | https://s3.amazonaws.com/montgomerycountytfcg/Applications/201202-04.pdf
201202-05 | Sprint | Antenna Change Out | Minor Modification | Pepco 629-S | 297.01 | 13622 | Travilah Rd | North Potomac | R-200 | Pepco | Pepco | Public | 39.0811 | -77.2465 | Tower | 126 | 0 | J. Severson | 2012-01-11 | 2012-02-01 | Recommended | WA54XC498 |  | https://s3.amazonaws.com/montgomerycountytfcg/Applications/201202-05.pdf
201202-06 | Sprint | Antenna Change Out | Minor Modification | Bradley Water Tank 1 | 72.01 | 5603 | Radnor Rd | Bethesda | R-90 | WSSC | WSSC | Public | 38.9804 | -77.1137 | Water Tank | 108 | 0 | J. Severson | 2012-01-11 | 2012-02-01 | Recommended | DC03XC485 |  | https://s3.amazonaws.com/montgomerycountytfcg/Applications/201202-06.pdf
201202-07 | Sprint | Antenna Change Out | Minor Modification | Carver Tower | 124 | 2647 | W University Blvd | Silver Spring | CR-5.0 C-4.5 R-4.5 H-130 | Bajwa Property Management LLC |  | Private | 39.0407 | -77.0549 | Tower | 275 | 0 | J. Severson | 2012-01-11 | 2012-02-01 | Recommended | DC25XC058 |  | https://s3.amazonaws.com/montgomerycountytfcg/Applications/201202-07.pdf
201201-06 | Worldclass Wireless | Colocation | Colocation | Pinnacle Towers | 21 | 5202 | River Rd | Bethesda | IM-2.5 H-50 | Pinnacle Towers Inc |  | Private | 38.9639 | -77.1047 | Tower | 744.5 | 0 | Alex Beiro Jr. | 2011-12-14 | 2012-02-01 | Withdrawn | Bethesda (River Road)
201201-07 | Sprint | Equipment Change Out | Minor Modification | Pepco 102-S | 305 | 8700 | Snouffer School Rd (block of) | Gaithersburg | R-200 | Pepco | Pepco | Private | 39.1854 | -77.1824 | Tower | 134 | 0 | J. Severson | 2011-12-14 | 2012-01-04 | Recommended | WA54XC785 |  | https://s3.amazonaws.com/montgomerycountytfcg/Applications/201201-07.pdf
201201-08 | Sprint/Nextel | Antenna Change Out | Minor Modification | Pyle Property | 190 | 211 | Ednor Rd | Silver Spring | RE-2 | Helen Pyle et al |  | Private | 39.1252 | -77.0182 | Monopole | 162 | 0 | J. Severson | 2011-12-14 | 2013-01-04 | Recommended | WA54XC480 |  | https://s3.amazonaws.com/montgomerycountytfcg/Applications/MC201201-08.pdf
201201-09 | Sprint | Antenna Change Out | Minor Modification | Wheaton Park Maint. Yard | 65 | 12012 | Alpert Ln | Silver Spring | R-90 | M-NCPPC | AT&T | Public | 39.0532 | -77.0286 | Monopole | 180 | 0 | J. Severson | 2011-12-14 | 2012-01-04 | Recommended | WA54XC914 |  | https://s3.amazonaws.com/montgomerycountytfcg/Applications/201201-09.pdf
201201-10 | Sprint | Antenna Change Out | Minor Modification | Haights Branch Tower | 112 | 5229 | Damascus Rd | Gaithersburg | AR | LECHLIDER DOUGLAS E & ROBIN L |  | Private | 39.2431 | -77.101 | Tower | 225 | 0 | J. Severson | 2011-12-14 | 2012-01-04 | Recommended | WA33XC094 |  | https://s3.amazonaws.com/montgomerycountytfcg/Applications/201201-10.pdf
201201-11 | Sprint | Antenna Change Out | Minor Modification | Lloyd Property | 268 | 21410 | Beallsville Rd | Dickerson | AR | DRISKELL LISBETH I DRISKELL BRIAN V |  | Private | 39.2086 | -77.3853 | Monopole | 140 | 0 | J. Severson | 2011-12-14 | 2012-01-04 | Recommended | WA54XC683 |  | https://s3.amazonaws.com/montgomerycountytfcg/Applications/201201-11.pdf
201201-12 | Sprint | Antenna Change Out | Minor Modification | Pepco 163-S | 203 | 1000 | Ashton Rd (block of) | Ashton | R-C | Pepco | Pepco | Private | 39.1608 | -76.9839 | Tower | 132 | 0 | J. Severson | 2011-12-14 | 2012-01-04 | Recommended | WA54XC512 |  | https://s3.amazonaws.com/montgomerycountytfcg/Applications/201201-12.pdf
201201-13 | Sprint | Antenna Change Out | Minor Modification | Pepco 148-S | 193.02 | 0 | Gold Mine Rd | Brinklow | R-C | Pepco | Pepco | Private | 39.1802 | -77.0277 | Tower | 146 | 0 | J. Severson | 2011-12-14 | 2012-01-04 | Recommended | WA54XC674 |  | https://s3.amazonaws.com/montgomerycountytfcg/Applications/201201-13.pdf
201201-14 | Sprint | Antenna Change Out | Minor Modification | McDonnell property | 93.01 | 20315 | Georgia Ave | Brookeville | RC | Timothy McDonnell |  | Private | 39.1899 | -77.0607 | Monopole | 188 | 0 | J. Severson | 2011-12-14 | 2012-01-04 | Recommended | WA54XC483 |  | https://s3.amazonaws.com/montgomerycountytfcg/Applications/201201-14.pdf
201201-15 | Sprint | Antenna Change Out | Minor Modification | Tewksbury Manor | 270 | 5600 | Sundown Rd | Gaithersburg | AR | Mikaehl and Sonia Bagherian |  | Private | 39.214 | -77.1046 | Monopole | 149 | 0 | J. Severson | 2011-12-14 | 2012-01-04 | Recommended | WA54XC673 |  | https://s3.amazonaws.com/montgomerycountytfcg/Applications/201201-15.pdf
201201-05 | AT&T Wireless | Antenna Change Out | Minor Modification | Chateau Apartments | 53.01 | 9727 | Mt. Pisgah Rd | Silver Spring | R-H | Hillzo LP |  | Private | 39.0168 | -76.9745 | Building | 159 | 0 | Phil Stetler | 2011-12-05 | 2012-01-04 | Recommended | Gill |  | https://s3.amazonaws.com/montgomerycountytfcg/Applications/MC201201-05.pdf
201201-03 | Sprint | Antenna Change Out | Minor Modification | Clement Property | 189 | 25201 | Peach Tree Rd | Clarksburg | AR | BRINKLOW-BLOCKTOWN LLC |  | Private | 39.2672 | -77.3193 | Monopole | 190 | 0 | J. Severson | 2011-12-02 | 2012-02-01 | Recommended | WA54XC681 |  | https://s3.amazonaws.com/montgomerycountytfcg/Applications/201201-03.pdf
201201-04 | Sprint | Antenna Change Out | Minor Modification | AT&T Long Line Tower | 120 | 12419 | Middlebrook Rd | Germantown | IM-2.5 H-50 | American Tower Inc. |  | Private | 39.1769 | -77.2572 | Tower | 125 | 0 | J. Severson | 2011-12-02 | 2012-01-04 | Recommended | WA73XC271 |  | https://s3.amazonaws.com/montgomerycountytfcg/Applications/201201-04.pdf
201201-02 | Sprint | Antenna Change Out | Minor Modification | Gymkhana Club | 56 | 14100 | River Rd | Rockville | RE-2 | River Road Development Inc |  | Private | 39.063 | -77.2925 | Monopole | 143.6 | 0 | J. Severson | 2011-12-01 | 2012-01-04 | Recommended | WA54XC499 |  | https://s3.amazonaws.com/montgomerycountytfcg/Applications/201201-02.pdf
201201-01 | Sprint | Antenna Change Out | Minor Modification | Layhill Rd | 242 | 14301 | Layhill Rd | Silver Spring | EOF-1.5, H-75 | Layhill Associates LLC |  | Private | 39.091 | -77.0444 | Building | 24 | 0 | J. Severson | 2011-11-30 | 2012-01-04 | Recommended | WA54XC517 |  | https://s3.amazonaws.com/montgomerycountytfcg/Applications/201201-01.pdf
201112-06 | AT&T Wireless | Add Equipment | Minor Modification | Pepco 659-S | 347 | 0 | Tuckerman Ln | Potomac | R-90 | Pepco | Pepco | Private | 39.0424 | -77.1663 | Tower | 148 | 0 | Delisa Coleman | 2011-11-15 | 2011-12-07 | Recommended | Seven Locks |  | https://s3.amazonaws.com/montgomerycountytfcg/Applications/201112-06.pdf
201112-04 | Sprint | Antenna Change Out | Minor Modification | Olney Water Tank | 25 | 17710 | Buehler Rd | Olney | RT-12.5 | WSSC | WSSC | Public | 39.1478 | -77.0644 | Water Tank | 118 | 0 | J. Severson | 2011-11-09 | 2012-02-01 | Recommended | Olney Water Tank |  | https://s3.amazonaws.com/montgomerycountytfcg/Applications/201112-04.pdf
201112-05 | AT&T Wireless | Antenna Change Out | Minor Modification | Tri-State Stone Quarry | 20 | 8200 | Seven Locks Rd | Bethesda | R-200 | Ben Porto & Son LTD |  | Private | 38.9887 | -77.1614 | Monopole | 154 | 0 | Phil Stetler | 2011-11-09 | 2011-12-07 | Recommended | Lilly Stone |  | https://s3.amazonaws.com/montgomerycountytfcg/Applications/201112-05.pdf
201112-03 | Sirius Satellite Radio | Add Antennas | Minor Modification | 3 Bethesda Metro Center | 163 | 3 | Bethesda Metro Center | Bethesda | CR-8.0 | Meridian BMC Office Owner LLC |  | Private | 38.9845 | -77.0959 | Building | 160 | 0 | G. Truedson | 2011-11-02 | 2011-12-07 | Recommended | Bethesda Metro Center |  | https://s3.amazonaws.com/montgomerycountytfcg/Applications/201112-03.pdf
201112-02 | AT&T Wireless | Colocation | Colocation | Rinaldi Property | 24 | 15700 | Georgia Ave | Olney | R-200 | Patricia V Rinaldi |  | Private | 39.1159 | -77.0745 | Monopole | 120 | 0 | S. Kinley | 2011-11-01 | 2012-02-01 | Withdrawn | Gleneagles
201112-01 | NextNav | Colocation | Colocation | Pinnacle Towers | 21 | 5202 | River Rd | Bethesda | IM-2.5 H-50 | Pinnacle Towers Inc |  | Private | 38.9639 | -77.1047 | Tower | 744.5 | 0 | Michael Bortz | 2011-10-20 | 2011-12-07 | Recommended | WAS0001A |  | https://s3.amazonaws.com/montgomerycountytfcg/Applications/201112-01.pdf
201111-25 | Sprint | Antenna Change Out | Minor Modification | Cabin John Water Tank | 132 | 6711 | Tomlinson Terr | Cabin John | R-200 | WSSC | WSSC | Public | 38.9782 | -77.1597 | Water Tank | 133.5 | 0 | J. Severson | 2011-10-12 | 2011-11-02 | Recommended | DC03XC590 |  | https://s3.amazonaws.com/montgomerycountytfcg/Applications/201111-25.pdf
201111-26 | Sprint | Antenna Change Out | Minor Modification | Airpark Industrial Center | 83 | 7707 | Airpark Rd | Gaithersburg | IL-1.0 H-50 | Crown Atlantic Co LLC |  | Private | 39.1715 | -77.1578 | Monopole | 120 | 0 | J. Severson | 2011-10-12 | 2011-12-07 | Recommended | WA73XC278 |  | https://s3.amazonaws.com/montgomerycountytfcg/Applications/201111-26.pdf
201111-27 | Sprint | Antenna Change Out | Minor Modification | Bullis Prep School | 22 | 10601 | Falls Rd | Potomac | RE-2 | The Bullis School Inc. | School | Private | 39.0296 | -77.1945 | Monopole | 130 | 0 | J. Severson | 2011-10-12 | 2011-11-02 | Recommended | DC03XC025 |  | https://s3.amazonaws.com/montgomerycountytfcg/Applications/201111-27.pdf
201111-28 | Sprint | Antenna Change Out | Minor Modification | Oakmont Monopole | 3 | 16801 | Oakmont Ave | Gaithersburg | IM-2.5 H-50 | 16801 Oakmont Avenue LLC |  | Private | 39.1315 | -77.174 | Monopole | 191 | 0 | I. Altman | 2011-10-12 | 2012-02-01 | Withdrawn | DC03XC129
201111-29 | Sprint | Antenna Change Out | Minor Modification | Bethesda Country Club | 51.01 | 7601 | Bradley Blvd | Bethesda | R-200 | Bethesda Country Club |  | Private | 39.0153 | -77.1501 | Monopole | 150 | 0 | I. Altman | 2011-10-12 | 2011-12-07 | Recommended | DC03XC633 |  | https://s3.amazonaws.com/montgomerycountytfcg/Applications/201111-29.pdf
201111-30 | Sprint | Antenna Change Out | Minor Modification | Colesville Monopole | 76 | 49 | Randolph Rd | Colesville | NR-0.75 H-45 | A.I. GLENVIEW LLC M & ML PATRIOT LLC ETAL |  | Private | 39.0764 | -77.0028 | Monopole | 150 | 0 | I. Altman | 2011-10-12 | 2011-12-07 | Recommended | DC03XC271 |  | https://s3.amazonaws.com/montgomerycountytfcg/Applications/201111-30.pdf
201111-19 | Sprint | Antenna Change Out | Minor Modification | Baptist Home | 147 | 6301 | Greentree Rd | Bethesda | R-60 | Baptist Home for Children |  | Private | 39.0026 | -77.1273 | Monopole | 120 | 0 | J. Severson | 2011-10-11 | 2011-12-07 | Recommended | WA33XC939 |  | https://s3.amazonaws.com/montgomerycountytfcg/Applications/201111-19.pdf
201111-20 | Sprint | Antenna Change Out | Minor Modification | Hampshire Greens Tank | 139 | 15916 | New Hampshire Ave | Spencerville | RE-2C | Maryland National Capital Park & Planning Comm | WSSC | Public | 39.1203 | -76.9917 | Water Tank | 150 | 0 | J. Severson | 2011-10-11 | 2011-11-02 | Recommended | WA54XC600 |  | https://s3.amazonaws.com/montgomerycountytfcg/Applications/201111-20.pdf
201111-21 | Sprint | Antenna Change Out | Minor Modification | Montgomery Village | 300 | 18310 | Montgomery Village Ave | Gaithersburg | EOF-0.75 | BDC Montvale LLC |  | Private | 39.1571 | -77.2069 | Building | 91 | 0 | J. Severson | 2011-10-11 | 2011-11-02 | Recommended | WA60XC236 |  | https://s3.amazonaws.com/montgomerycountytfcg/Applications/201111-21.pdf
201111-22 | Sprint | Antenna Change Out | Minor Modification | Falls Rd Tank | 133 | 8505 | Aqueduct Rd | Potomac | R-90 | WSSC | WSSC | Public | 39.0598 | -77.1744 | Water Tank | 139 | 0 | J. Severson | 2011-10-11 | 2011-11-02 | Recommended | DC03XC474 |  | https://s3.amazonaws.com/montgomerycountytfcg/Applications/201111-22.pdf
201111-23 | Sprint | Antenna Change Out | Minor Modification | Extra Space Storage | 350 | 19500 | Frederick Rd | Germantown | GR-1.5 H-45 | Extra Space Properties 131 LLC |  | Private | 39.1755 | -77.24 | Monopole | 120 | 0 | J. Severson | 2011-10-11 | 2011-11-02 | Recommended | WA73XC308 |  | https://s3.amazonaws.com/montgomerycountytfcg/Applications/201111-23.pdf
201111-24 | Sprint | Antenna Change Out | Minor Modification | WWDC Radio Tower | 40 | 8800 | Brookeville Rd | Silver Spring | IM-2.5 H-50 | Chancellor Media Corp. |  | Private | 38.9999 | -77.057 | Tower | 695 | 0 | J. Severson | 2011-10-11 | 2011-11-02 | Recommended | DC03XC435 |  | https://s3.amazonaws.com/montgomerycountytfcg/Applications/201111-24.pdf
201111-11 | Sprint | Antenna Change Out | Minor Modification | Westwood Towers Apts | 33 | 5401 | Westbard Ave | Bethesda | CRT-3.0 | Housing Opportunities Comm Montgomery County |  | Private | 38.9643 | -77.1062 | Building | 150 | 0 | J. Severson | 2011-10-10 | 2011-11-02 | Recommended | DC03XC297 |  | https://s3.amazonaws.com/montgomerycountytfcg/Applications/201111-11.pdf
201111-12 | Sprint | Antenna Change Out | Minor Modification | WSSC Great Seneca | 295 | 12600 | Great Seneca Hwy | Germantown | R-200 | WSSC | WSSC | Private | 39.142 | -77.2744 | Tower | 200 | 0 | J. Severson | 2011-10-10 | 2011-12-07 | Recommended | WA60XC234 |  | https://s3.amazonaws.com/montgomerycountytfcg/Applications/201111-12.pdf
201111-13 | Sprint | Antenna Change Out | Minor Modification | Avenel Golf Course | 55 | 10010 | Oaklyn Dr | Potomac | RE-2C | WSSC | WSSC | Public | 38.9951 | -77.2038 | Monopole | 130 | 0 | J. Severson | 2011-10-10 | 2011-11-02 | Recommended | BAM-Avenel |  | https://s3.amazonaws.com/montgomerycountytfcg/Applications/201111-13.pdf
201111-14 | Sprint | Antenna Change Out | Minor Modification | Pepco 662-S | 79 |  | Seven Locks Rd/Tuckerman Ln | Potomac | R-90 | Pepco | Pepco | Private | 39.0367 | -77.1603 | Tower | 116 | 0 | J. Severson | 2011-10-10 | 2011-11-02 | Recommended | DC03XC379 |  | https://s3.amazonaws.com/montgomerycountytfcg/Applications/201111-14.pdf
201111-15 | Sprint | Antenna Change Out | Minor Modification | Pepco 692-E | 409 | 16601 | Emory Ln | Rockville | R-200 | Pepco | Pepco | Private | 39.1331 | -77.0781 | Tower | 150 | 0 | J. Severson | 2011-10-10 | 2011-11-02 | Recommended | DC03XC128 |  | https://s3.amazonaws.com/montgomerycountytfcg/Applications/201111-15.pdf
201111-16 | Sprint | Antenna Change Out | Minor Modification | Pepco 638-N | 311.3 | 13900 | Piney Meeting House Rd | Potomac | IH-2.5 | Pepco | Pepco | Private | 39.065 | -77.225 | Tower | 133 | 0 | J. Severson | 2011-10-10 | 2011-11-02 | Recommended | DC03XC564 |  | https://s3.amazonaws.com/montgomerycountytfcg/Applications/201111-16.pdf
201111-17 | Sprint | Antenna Change Out | Minor Modification | Rock Creek Terrace Apts | 8 | 12630 | Veirs Mill Rd | Rockville | R-10 | Rock Creek Terrace LP |  | Private | 39.0631 | -77.0964 | Building | 153 | 0 | J. Severson | 2011-10-10 | 2011-11-02 | Recommended | DC03XC079 |  | https://s3.amazonaws.com/montgomerycountytfcg/Applications/201111-17.pdf
201111-18 | Sprint | Antenna Change Out | Minor Modification | Potomac Water Filt. Plant | 91 | 12200 | River Rd | Rockville | RE-2 | WSSC | WSSC | Public | 39.0405 | -77.2537 | Building | 81.3 | 0 | J. Severson | 2011-10-10 | 2011-11-02 | Recommended | WA54XC516 |  | https://s3.amazonaws.com/montgomerycountytfcg/Applications/201111-18.pdf
201111-09 | AT&T Wireless | Antenna Change Out | Minor Modification | St. Patrick's Church | 28 | 4101 | Norbeck Rd | Rockville | RE-1 | St. Patrick's Church | Church | Private | 39.1087 | -77.082 | Building | 75 | 0 | Phil Stetler | 2011-09-30 | 2011-11-02 | Recommended | St. Patrick's |  | https://s3.amazonaws.com/montgomerycountytfcg/Applications/201111-09.pdf
201111-10 | AT&T Wireless | Antenna Change Out | Minor Modification | Public Svc Training Academy | 7 | 10025 | Darnestown Rd | Rockville | CR-0.75 | Montgomery County | County | Public | 39.0992 | -77.2078 | Building | 78 | 0 | Phil Stetler | 2011-09-30 | 2011-11-02 | Recommended | Key West |  | https://s3.amazonaws.com/montgomerycountytfcg/Applications/201111-10.pdf
201111-06 | Sprint | Antenna Change Out | Minor Modification | Summit Hills Apartments | 58 | 8484 | 16th St | Silver Spring | CR-2.5 C-0.25 R-2.5 H-145 | Summit Hills LLC |  | Private | 38.9951 | -77.037 | Building | 98.8 | 0 | J. Severson | 2011-09-23 | 2011-11-02 | Recommended | DC03XC428 |  | https://s3.amazonaws.com/montgomerycountytfcg/Applications/201111-06.pdf
201111-07 | Sprint | Antenna Change Out | Minor Modification | MDOT-Rockville | 73 |  | I-270 & Montrose Rd | Rockville | R-90 | MDOT / State Hwy Admin. | State | Public | 39.0579 | -77.1537 | Monopole | 140 | -1 | J. Severson | 2011-09-23 | 2011-11-02 | Recommended | WA33XC936 |  | https://s3.amazonaws.com/montgomerycountytfcg/Applications/201111-07.pdf
201111-08 | Sprint | Antenna Change Out | Minor Modification | Public Svc Training Academy | 7 | 10025 | Darnestown Rd | Rockville | CR-0.75 | Montgomery County | County | Public | 39.0992 | -77.2078 | Building | 78 | 0 | J. Severson | 2011-09-23 | 2011-11-02 | Recommended | DC03XC011 |  | https://s3.amazonaws.com/montgomerycountytfcg/Applications/201111-08.pdf
201111-01 | Sprint | Antenna Change Out | Minor Modification | Easterday Property | 186 | 9265 | Brown Church Rd | Mt. Airy | AR | Easterday Louise Et Al |  | Private | 39.3294 | -77.1886 | Tower | 250 | 0 |  | 2011-09-15 | 2011-12-07 | Recommended | L.F. Easterday, Inc. |  | https://s3.amazonaws.com/montgomerycountytfcg/Applications/201111-01.pdf
201111-02 | Sprint | Antenna Change Out | Minor Modification | Pepco 54-N | 185.1 | 14800 | Schaeffer Rd | Germantown | AR | Pepco | Pepco | Private | 39.1466 | -77.308 | Tower | 134 | 0 |  | 2011-09-15 | 2011-10-05 | Recommended | PEPCO 54N |  | https://s3.amazonaws.com/montgomerycountytfcg/Applications/201111-02.pdf
201111-03 | Sprint | Antenna Change Out | Minor Modification | Parkside Plaza | 255 | 9039 | Sligo Creek Pkwy | Silver Spring | R-10 | Parkside Plaza Condo |  | Private | 39.0042 | -77.0136 | Building | 150 | 0 |  | 2011-09-15 | 2011-10-05 | Recommended | Parkside Plaza |  | https://s3.amazonaws.com/montgomerycountytfcg/Applications/201111-03.pdf
201111-04 | Sprint | Antenna Change Out | Minor Modification | Montg College Germantown | 153 | 20200 | Observation Dr | Germantown | LSC-2.0 | Board of Comm College Trustees for Montgomery Coun | WSSC | Public | 39.1846 | -77.2499 | Tower | 300 | 0 |  | 2011-09-15 | 2011-10-05 | Recommended | Montgomery College |  | https://s3.amazonaws.com/montgomerycountytfcg/Applications/201111-04.pdf
201111-05 | Sprint | Antenna Change Out | Minor Modification | Shumaker Property | 127 | 0 | Peach Tree Rd | Boyds | AR | Shumaker Family Properties LLC |  | Private | 39.1996 | -77.3481 | Tower | 150 | 0 |  | 2011-09-15 | 2011-11-02 | Recommended | Pinnacle/Barnesville |  | https://s3.amazonaws.com/montgomerycountytfcg/Applications/201111-05.pdf
201110-16 | AT&Tmobility | LTE Antennas | Minor Modification | Pinnacle Towers | 21 | 5202 | River Rd | Bethesda | IM-2.5 H-50 | Pinnacle Towers Inc |  | Private | 38.9639 | -77.1047 | Tower | 744.5 | 0 |  | 2011-09-14 | 2011-12-07 | Recommended | 872593/Bethesda |  | https://s3.amazonaws.com/montgomerycountytfcg/Applications/201110-16.pdf
201110-17 | Sprint-Nextel | Antenna Change Out | Minor Modification | Cedar Heights Water Tank | 174 | 24213 | Ridge Rd | Damascus | RE-2C | WSSC | WSSC | Public | 39.2533 | -77.2278 | Water Tank | 38 | 0 |  | 2011-09-14 | 2011-10-05 | Recommended | WA54XC659 |  | https://s3.amazonaws.com/montgomerycountytfcg/Applications/201110-17.pdf
201110-18 | AT&T | Antenna Change Out | Minor Modification | Beall Farm | 262 | 13201 | Lewisdale Rd | Clarksburg | AR | Rudell Beall & Sons Inc. |  | Private | 39.2886 | -77.2729 | Monopole | 184 | 0 |  | 2011-09-14 | 2011-10-05 | Recommended | Purdum |  | https://s3.amazonaws.com/montgomerycountytfcg/Applications/201110-18.pdf
201110-15 | Washington Gas | Colocation | Colocation | Izaak Walton League | 6 | 18301 | Waring Station Rd | Germantown | R-200 | Izaak Walton League |  | Private | 39.1551 | -77.2535 | Tower | 224 | 0 |  | 2011-09-07 | 2011-10-05 | Recommended | WG-Germantown |  | https://s3.amazonaws.com/montgomerycountytfcg/Applications/201110-15.pdf
201110-09 | Sprint | Antenna Change Out | Minor Modification | Rinaldi Property | 24 | 15700 | Georgia Ave | Olney | R-200 | Patricia V Rinaldi |  | Private | 39.1159 | -77.0745 | Monopole | 120 | 0 |  | 2011-09-02 | 2011-10-05 | Recommended | Crown on Rinaldi |  | https://s3.amazonaws.com/montgomerycountytfcg/Applications/201110-09.pdf
201110-10 | Sprint | Antenna Change Out | Minor Modification | Ferguson Farm | 63 | 14825 | Comus Rd | Boyds | AR | John W. Ferguson |  | Private | 39.2448 | -77.3004 | Tower | 193 | 0 |  | 2011-09-02 | 2011-10-05 | Recommended | APC Tower-Ferguson Farm |  | https://s3.amazonaws.com/montgomerycountytfcg/Applications/201110-10.pdf
201110-11 | Sprint | Antenna Change Out | Minor Modification | Izaak Walton League | 6 | 18301 | Waring Station Rd | Germantown | R-200 | Izaak Walton League |  | Private | 39.1551 | -77.2535 | Tower | 224 | 0 |  | 2011-09-02 | 2011-10-05 | Recommended | APC Tower-Izaak Walton League |  | https://s3.amazonaws.com/montgomerycountytfcg/Applications/201110-11.pdf
201110-12 | Sprint | Antenna Change Out | Minor Modification | Damascus Tower | 78 | 26149 | Ridge Rd | Damascus | CRT-1.75 C-1.0 R-0.75 H-55 T | Montgomery County | County | Public | 39.2864 | -77.2069 | Tower | 260 | 0 |  | 2011-09-02 | 2011-10-05 | Recommended | Montgomery County Damascus |  | https://s3.amazonaws.com/montgomerycountytfcg/Applications/201110-12.pdf
201110-13 | Sprint | Antenna Change Out | Minor Modification | Seneca Ayr Farm | 68 | 13100 | Old Baltimore Rd West | Boyds | IL-1.0 H-50 | Linthicum Properties Management LLC | Crown Castle | Private | 39.2124 | -77.2755 | Monopole | 140 | 0 |  | 2011-09-02 | 2011-10-05 | Recommended | Crown Boyds Tower |  | https://s3.amazonaws.com/montgomerycountytfcg/Applications/201110-13.pdf
201110-14 | Sprint | Antenna Change Out | Minor Modification | MDOT-Kensington | 77 | 9200 | Kensington Pkwy | Kensington | R-90 | MDOT / State Hwy Admin. |  | Private | 39.0077 | -77.075 | Monopole | 160 | -1 |  | 2011-09-02 | 2011-10-05 | Recommended | CSX Tower |  | https://s3.amazonaws.com/montgomerycountytfcg/Applications/201110-14.pdf
201110-08 | AT&T Wireless | LTE Antennas | Minor Modification | Village Square Apts | 43.02 | 12011 | Veirs Mill Rd | Silver Spring | R-30 | Grossberg Louis C ET AL |  | Private | 39.053 | -77.0756 | Building | 42 | 0 |  | 2011-08-30 | 2011-10-05 | Recommended | Village Square |  | https://s3.amazonaws.com/montgomerycountytfcg/Applications/201110-08.pdf
201110-05 | Sprint | Antenna Change Out | Minor Modification | Park Ritchie Apts | 48 | 7600 | Maple Ave | Takoma Park | R-10 | Park Ritchie LLC |  | Private | 38.9839 | -77.008 | Building | 151 | 0 |  | 2011-08-29 | 2011-10-05 | Recommended | DC03XC385 |  | https://s3.amazonaws.com/montgomerycountytfcg/Applications/201110-05.pdf
201110-06 | Sprint | Antenna Change Out | Minor Modification | Goshen Church Monopole | 271 | 7700 | Brink Rd | Gaithersburg | R-200 | Goshen United Methodist Church | Church | Private | 39.2097 | -77.1574 | Monopole | 129 | 0 |  | 2011-08-29 | 2011-10-05 | Recommended | WA54XC514 |  | https://s3.amazonaws.com/montgomerycountytfcg/Applications/201110-06.pdf
201110-07 | Sprint | Antenna Change Out | Minor Modification | Gate of Heaven | 116 | 13801 | Georgia Ave | Silver Spring | RE-2 | ROMAN CATHOLIC ARCHDIOCESE OF WASHINGTON |  | Private | 39.0877 | -77.0706 | Monopole | 190.5 | 0 |  | 2011-08-29 | 2011-10-05 | Recommended | APC Tower-Gates of Heaven |  | https://s3.amazonaws.com/montgomerycountytfcg/Applications/201110-07.pdf
201110-01 | Sprint | Antenna Change Out | Minor Modification | Fire Station 31 | 10 | 12100 | Darnestown Rd | Gaithersburg | R-200 | Montgomery County |  | Public | 39.1161 | -77.2512 | Monopole | 161 | 0 |  | 2011-08-26 | 2011-10-05 | Recommended | Rockville Fire Station 31 |  | https://s3.amazonaws.com/montgomerycountytfcg/Applications/201110-01.pdf
201110-02 | Sprint | Antenna Change Out | Minor Modification | Democracy Center | 23 | 6903 | Rockledge Dr | Bethesda | CR-1.5 C-1.25 R-0.75 H-200 | G&I X Democracy Center LLC |  | Private | 39.0276 | -77.1405 | Building | 185 | 0 |  | 2011-08-26 | 2011-10-05 | Recommended | II Democracy Center |  | https://s3.amazonaws.com/montgomerycountytfcg/Applications/201110-02.pdf
201110-03 | Sprint | Antenna Change Out | Minor Modification | Colesville Tank | 138 | 2201 | Industrial Pkwy | Silver Spring | CR-1.0 C-1.0 R-0.5 H-220 | WSSC | WSSC | Public | 39.0495 | -76.9633 | Water Tank | 216 | 0 |  | 2011-08-26 | 2011-09-07 | Recommended | WA54XC481 |  | https://s3.amazonaws.com/montgomerycountytfcg/Applications/201110-03.pdf
201110-04 | Sprint | Antenna Change Out | Minor Modification | Glenmont Tank | 12 | 12413 | Georgia Ave | Silver Spring | CR-2.0 C-0.5 R-1.75 H-120 | WSSC | WSSC | Public | 39.0616 | -77.0516 | Water Tank | 183 | 0 |  | 2011-08-26 | 2011-09-07 | Recommended | DC03XC510 |  | https://s3.amazonaws.com/montgomerycountytfcg/Applications/201110-04.pdf
201109-13 | Sprint | Antenna Change Out | Minor Modification | Semmes Building | 35 | 10220 | River Rd | Rocville | NR-0.75 | Semmes Buildng LLC |  | Private | 39.0182 | -77.2097 | Building | 42.5 | 0 |  | 2011-08-17 | 2011-10-05 | Recommended | Semmes Building |  | https://s3.amazonaws.com/montgomerycountytfcg/Applications/201109-13.pdf
201109-26 | AT&T Wireless | Antenna Change Out | Minor Modification | Fire Station 31 | 10 | 12100 | Darnestown Rd | Gaithersburg | R-200 | Montgomery County |  | Public | 39.1161 | -77.2512 | Monopole | 161 | 0 |  | 2011-08-17 | 2011-09-07 | Recommended | Quince Orchard |  | https://s3.amazonaws.com/montgomerycountytfcg/Applications/201109-26.pdf
201109-27 | AT&T Wireless | Antenna Change Out | Minor Modification | Poolesville Tower | 140 | 19200 | Jerusalem Rd | Poolesville | AR | Montgomery County | County | Public | 39.1632 | -77.4009 | Tower | 253 | 0 |  | 2011-08-17 | 2011-10-05 | Recommended | Jerusalem |  | https://s3.amazonaws.com/montgomerycountytfcg/Applications/201109-27.pdf
201109-28 | Sprint | Antenna Change Out | Minor Modification | Classic Residence | 19 | 8100 | Connecticut Ave | Chevy Chase | R-10 | SNH CCMD Properties LLC |  | Private | 38.9917 | -77.0778 | Building | 138 | 0 |  | 2011-08-17 | 2011-09-07 | Recommended | DC03XC634 |  | https://s3.amazonaws.com/montgomerycountytfcg/Applications/201109-28.pdf
201109-29 | Sprint | Antenna Change Out | Minor Modification | 962 Wayne Ave | 46 | 962 | Wayne Ave | Silver Spring | CR-5.0 | Bsrep II MD Office Wayne LLC |  | Private | 38.9943 | -77.026 | Building | 112 | 0 |  | 2011-08-17 | 2011-09-07 | Recommended | Best Western Hotel |  | https://s3.amazonaws.com/montgomerycountytfcg/Applications/201109-29.pdf
201109-30 | Sprint/Nextel | Antenna Change Out | Minor Modification | Pepco 118-N | 176 |  | Fieldcrest Rd & Manor View Dr | Laytonsville | RE-2 | Pepco | Pepco | Private | 39.1875 | -77.1285 | Tower | 130 | 0 |  | 2011-08-17 | 2011-09-07 | Recommended | PEPCO Laytonsville |  | https://s3.amazonaws.com/montgomerycountytfcg/Applications/201109-30.pdf
201109-31 | Sprint | Antenna Change Out | Minor Modification | Pepco 681-W | 247 | 18000 | Wickham Rd | Brookeville | RE-1 | Pepco | Pepco | Private | 39.1616 | -77.0959 | Tower | 143 | 0 |  | 2011-08-17 | 2011-09-07 | Recommended | PEPCO Wickham |  | https://s3.amazonaws.com/montgomerycountytfcg/Applications/201109-31.pdf
201109-32 | Sprint | Antenna Change Out | Minor Modification | Pepco 57-R | 277 | 24700 | Halterman Rd | Gaithersburg | AR | Pepco | Pepco | Private | 39.2627 | -77.1307 | Tower | 140 | 0 |  | 2011-08-17 | 2011-09-07 | Recommended | WA54XC570 |  | https://s3.amazonaws.com/montgomerycountytfcg/Applications/201109-32.pdf
201109-21 | Sprint/Nextel | Antenna Change Out | Minor Modification | Promenade | 47 | 5225 | Pooks Hill Rd | Bethesda | R-H | Promenade Towers MH Corp |  | Private | 39.0174 | -77.1068 | Building | 193 | 0 |  | 2011-08-16 | 2011-09-07 | Recommended | DC03XC288 |  | https://s3.amazonaws.com/montgomerycountytfcg/Applications/201109-21.pdf
201109-22 | Sprint/Nextel | Antenna Change Out | Minor Modification | Clark Building | 45 | 7500 | Old Georgetown Rd | Bethesda | CR-8.0 | Clark Office Bldg LP |  | Private | 38.985 | -77.0954 | Building | 230 | 0 |  | 2011-08-16 | 2011-09-07 | Recommended | DC03XC380 |  | https://s3.amazonaws.com/montgomerycountytfcg/Applications/201109-22.pdf
201109-23 | Sprint | Antenna Change Out | Minor Modification | Pavilion Apts | 31 | 5901 | Montrose Rd | Rockville | CR-4.0 C-0.25 R-4.0 H-190 | CP5 MONTEREY LLC |  | Private | 39.0537 | -77.1189 | Building | 152 | 0 |  | 2011-08-16 | 2011-11-02 | Recommended | Washington Science Center |  | https://s3.amazonaws.com/montgomerycountytfcg/Applications/201109-23.pdf
201109-24 | Sprint | Antenna Change Out | Minor Modification | Silver Spring YMCA | 4 | 9800 | Hastings Dr | Silver Spring | R-60 | n |  | Private | 39.0159 | -77.0134 | Monopole | 120 | 0 |  | 2011-08-16 | 2011-09-07 | Recommended | AT&T Tower/YMCA |  | https://s3.amazonaws.com/montgomerycountytfcg/Applications/201109-24.pdf
201109-25 | Sprint | Antenna Change Out | Minor Modification | Pepco 85-R | 223.02 | 0 | Georgia Ave | Brookeville | AR | Pepco | Pepco | Private | 39.2258 | -77.0594 | Tower | 145 | 0 |  | 2011-08-16 | 2011-09-07 | Recommended | PEPCO Brookville |  | https://s3.amazonaws.com/montgomerycountytfcg/Applications/201109-25.pdf
201109-14 | Sprint | Antenna Change Out | Minor Modification | Wesley Grove Church | 248.01 | 23612 | Woodfield Rd | Gaithersburg | RE-2 | Wesley Grove Church | Church | Private | 39.2439 | -77.1864 | Monopole | 100 | 0 |  | 2011-08-15 | 2011-09-07 | Recommended | WA54XC792 |  | https://s3.amazonaws.com/montgomerycountytfcg/Applications/201109-14.pdf
201109-15 | Sprint | Antenna Change Out | Minor Modification | Park Montgomery Apts | 26 | 8860 | Piney Branch Rd | Silver Spring | R-H | Park Montgomery Limited Prtnrshp |  | Private | 39.0005 | -76.9917 | Building | 147 | 0 |  | 2011-08-15 | 2011-09-07 | Recommended | Park Montgomery |  | https://s3.amazonaws.com/montgomerycountytfcg/Applications/201109-15.pdf
201109-16 | Sprint | Antenna Change Out | Minor Modification | Oakmont Monopole | 3 | 16801 | Oakmont Ave | Gaithersburg | IM-2.5 H-50 | 16801 Oakmont Avenue LLC |  | Private | 39.1315 | -77.174 | Monopole | 191 | 0 |  | 2011-08-15 | 2011-10-21 | Withdrawn | DC03XC129
201109-17 | Sprint | Antenna Change Out | Minor Modification | Takoma Business Center | 254 | 6930 | Carroll Ave | Takoma Park | CRT-1.5 C-1.5 R-0.5 H-50 | Takoma Business Center LLC |  | Private | 38.9753 | -77.0141 | Building | 110 | 0 |  | 2011-08-15 | 2011-09-07 | Recommended | Takoma Business Center |  | https://s3.amazonaws.com/montgomerycountytfcg/Applications/201109-17.pdf
201109-18 | Sprint | Antenna Change Out | Minor Modification | Ramada Silver Spring | 216 | 7990 | Georgia Ave | Silver Spring | CR-3.0 | ELSS LLC |  | Private | 38.9867 | -77.0272 | Building | 81 | 0 |  | 2011-08-15 | 2011-11-02 | Recommended | WGAY Building |  | https://s3.amazonaws.com/montgomerycountytfcg/Applications/201109-18.pdf
201109-19 | Sprint | Antenna Change Out | Minor Modification | Petrucelli Property | 275 | 14120 | Darnestown Rd | Gaithersburg | CRN-0.25 C-0.25 R-0.0 H-35 | Vanic LLC |  | Private | 39.1037 | -77.2934 | Monopole | 105.7 | 0 |  | 2011-08-15 | 2011-09-07 | Recommended | Petrucelli |  | https://s3.amazonaws.com/montgomerycountytfcg/Applications/201109-19.pdf
201109-20 | Sprint | Antenna Change Out | Minor Modification | Beall Farm | 262 | 13201 | Lewisdale Rd | Clarksburg | AR | Rudell Beall & Sons Inc. |  | Private | 39.2886 | -77.2729 | Monopole | 184 | 0 |  | 2011-08-15 | 2011-10-05 | Recommended | Beall Property |  | https://s3.amazonaws.com/montgomerycountytfcg/Applications/201109-20.pdf
201109-05 | Sprint | Antenna Change Out | Minor Modification | Renaissance Plaza Apts | 16 | 14000 | Castle Blvd | Silver Spring | R-20 | Renaissance Plaza Condo |  | Private | 39.0858 | -76.9419 | Building | 100 | 0 |  | 2011-08-12 | 2011-10-05 | Recommended | Fairland Renaissance Plaza |  | https://s3.amazonaws.com/montgomerycountytfcg/Applications/201109-05.pdf
201109-06 | Sprint | Antenna Change Out | Minor Modification | Writ Building | 39 | 10400 | Connecticut Ave | Kensington | CRT-2.5 | Knowles Associates |  | Private | 39.0271 | -77.077 | Building | 68 | 0 |  | 2011-08-12 | 2011-09-07 | Recommended | Writ Building |  | https://s3.amazonaws.com/montgomerycountytfcg/Applications/201109-06.pdf
201109-07 | Sprint | Antenna Change Out | Minor Modification | Berkshire Towers | 42.01 | 11235 | Oak Leaf Dr | Silver Spring | R-10 | Enclave Holdings LLC Nonconnah Holdings LLC |  | Private | 39.0413 | -76.9934 | Building | 165 | 0 |  | 2011-08-12 | 2011-09-07 | Recommended | The Point Apartments |  | https://s3.amazonaws.com/montgomerycountytfcg/Applications/201109-07.pdf
201109-08 | Sprint | Antenna Change Out | Minor Modification | Verizon Building | 36 | 13100 | Columbia Pike | Silver Spring | EOF-0.75 H-100 T | Chesapeake and Potomac Tele Co MD |  | Private | 39.0713 | -76.9589 | Building | 68 | 0 |  | 2011-08-12 | 2011-09-07 | Recommended | Bell Atlantic Chesapeake Facility |  | https://s3.amazonaws.com/montgomerycountytfcg/Applications/201109-08.pdf
201109-09 | Sprint | Antenna Change Out | Minor Modification | Choice International | 29 | 10750 | Columbia Pike | Silver Spring | CRT-2.25 C-1.5 R-0.75 H-45 | VREC III LO COLESVILLE MEDICAL MOB LLC |  | Private | 39.0324 | -77.0045 | Building | 85 | 0 |  | 2011-08-12 | 2011-09-07 | Recommended | Columbia pike |  | https://s3.amazonaws.com/montgomerycountytfcg/Applications/201109-09.pdf
201109-10 | Sprint | Antenna Change Out | Minor Modification | Sunrise Apts | 149 | 19310 | Club House Rd | Gaithersburg | R-10 | Sunrise Assisted Living |  | Private | 39.1738 | -77.2027 | Building | 70 | 0 |  | 2011-08-12 | 2011-09-07 | Recommended | Sunshine Assisted Living |  | https://s3.amazonaws.com/montgomerycountytfcg/Applications/201109-10.pdf
201109-11 | Sprint | Antenna Change Out | Minor Modification | Chateau Apartments | 53.01 | 9727 | Mt. Pisgah Rd | Silver Spring | R-H | Hillzo LP |  | Private | 39.0168 | -76.9745 | Building | 159 | 0 |  | 2011-08-12 | 2011-09-07 | Recommended | The Chateau Apartments |  | https://s3.amazonaws.com/montgomerycountytfcg/Applications/201109-11.pdf
201109-12 | Sprint | Antenna Change Out | Minor Modification | Brink Water Tank | 87 | 21701 | Ridge Rd | Germantown | AR | WSSC | WSSC | Public | 39.2126 | -77.238 | Water Tank | 124 | 0 |  | 2011-08-12 | 2011-09-07 | Recommended | WSSC/Brink Road |  | https://s3.amazonaws.com/montgomerycountytfcg/Applications/201109-12.pdf
201109-03 | T-Mobile | New Monopole | New | Bradley Co | 445 | 7887 | Bradley Blvd | Bethesda | R-200 | Verizon Maryland, Inc |  | Private | 39.0122 | -77.16 | Monopole | 100 | 0 |  | 2011-07-26 | 2011-08-03 | Recommended | Bradley Co.
201109-04 | Sprint | Colocation | Colocation | Wheaton High School | 299 | 12501 | Dalewood Rd | Silver Spring | R-60 | MCPS | School | Public | 39.0595 | -77.0665 | Monopole | 100 | 0 |  | 2011-07-26 | 2011-11-07 | Withdrawn | WA80XC702
201109-02 | AT&T Wireless | Antenna Change Out | Minor Modification | Izaak Walton League | 6 | 18301 | Waring Station Rd | Germantown | R-200 | Izaak Walton League |  | Private | 39.1551 | -77.2535 | Tower | 224 | 0 |  | 2011-07-22 | 2011-08-03 | Recommended | Clopper Rd/876684 |  | https://s3.amazonaws.com/montgomerycountytfcg/Applications/201109-02.pdf
201109-01 | AT&T Wireless | Antenna Change Out | Minor Modification | Dickerson Auto Center | 105 | 22210 | Dickerson Rd | Dickerson | IM-2.5 H-50 | SMS Partnership | Crown Castle | Private | 39.2211 | -77.4281 | Monopole | 175.5 | 0 |  | 2011-07-15 | 2011-08-03 | Recommended | Dickerson/800488 |  | https://s3.amazonaws.com/montgomerycountytfcg/Applications/201109-01.pdf
201107-34 | AT&T Wireless | LTE Antennas | Minor Modification | Sherwood High School | 157 | 300 | Olney-Sandy Spring Rd | Sandy Spring | RNC | Board of Education | School | Public | 39.1485 | -77.0172 | Monopole | 150 | 0 |  | 2011-06-15 | 2011-07-06 | Recommended | 881077/AWE Sherwood High School |  | https://s3.amazonaws.com/montgomerycountytfcg/Applications/201107-34.pdf
201107-35 | AT&T Wireless | LTE antennas | Minor Modification | Shumaker Property | 127 | 0 | Peach Tree Rd | Boyds | AR | Shumaker Family Properties LLC |  | Private | 39.1996 | -77.3481 | Tower | 150 | 0 |  | 2011-06-15 | 2011-07-06 | Recommended | 871412/Barnesville |  | https://s3.amazonaws.com/montgomerycountytfcg/Applications/201107-35.pdf
201107-36 | T-Mobile | Equipment Change Out | Minor Modification | Izaak Walton League | 6 | 18301 | Waring Station Rd | Germantown | R-200 | Izaak Walton League |  | Private | 39.1551 | -77.2535 | Tower | 224 | 0 |  | 2011-06-15 | 2011-07-06 | Recommended | 7WAN077A |  | https://s3.amazonaws.com/montgomerycountytfcg/Applications/201107-36.pdf
201107-37 | T-Mobile | Antenna Change Out | Minor Modification | Gate of Heaven | 116 | 13801 | Georgia Ave | Silver Spring | RE-2 | ROMAN CATHOLIC ARCHDIOCESE OF WASHINGTON |  | Private | 39.0877 | -77.0706 | Monopole | 190.5 | 0 |  | 2011-06-15 | 2011-07-06 | Recommended | 7WAN002A |  | https://s3.amazonaws.com/montgomerycountytfcg/Applications/201107-37.pdf
201107-38 | T-Mobile | Equipment Change Out | Minor Modification | Berkshire Towers | 42.01 | 11235 | Oak Leaf Dr | Silver Spring | R-10 | Enclave Holdings LLC Nonconnah Holdings LLC |  | Private | 39.0413 | -76.9934 | Building | 165 | 0 |  | 2011-06-15 | 2011-07-06 | Recommended | 7WAN003A |  | https://s3.amazonaws.com/montgomerycountytfcg/Applications/201107-38.pdf
201107-39 | T-Mobile | Equipment Change Out | Minor Modification | Colesville Monopole | 76 | 49 | Randolph Rd | Colesville | NR-0.75 H-45 | A.I. GLENVIEW LLC M & ML PATRIOT LLC ETAL |  | Private | 39.0764 | -77.0028 | Monopole | 150 | 0 |  | 2011-06-15 | 2011-07-06 | Recommended | 7WAN004A |  | https://s3.amazonaws.com/montgomerycountytfcg/Applications/201107-39.pdf
201107-40 | T-Mobile | Equipment Change Out | Minor Modification | 962 Wayne Ave | 46 | 962 | Wayne Ave | Silver Spring | CR-5.0 | Bsrep II MD Office Wayne LLC |  | Private | 38.9943 | -77.026 | Building | 112 | 0 |  | 2011-06-15 | 2011-07-06 | Recommended | 7WAN010A |  | https://s3.amazonaws.com/montgomerycountytfcg/Applications/201107-40.pdf
201107-41 | T-Mobile | Equipment Change Out | Minor Modification | Park Montgomery Apts | 26 | 8860 | Piney Branch Rd | Silver Spring | R-H | Park Montgomery Limited Prtnrshp |  | Private | 39.0005 | -76.9917 | Building | 147 | 0 |  | 2011-06-15 | 2011-07-06 | Recommended | 7WAN014A |  | https://s3.amazonaws.com/montgomerycountytfcg/Applications/201107-41.pdf
201107-42 | T-Mobile | Antenna Change Out | Minor Modification | NRC Building | 94 | 11555 | Rockville Pike | Rockville | CR-3.0 | U.S. Govt General Svcs Admin | Federal | Public | 39.0469 | -77.1119 | Building | 266 | 0 |  | 2011-06-15 | 2011-06-28 | Withdrawn | 7WAN021A
201107-43 | T-Mobile | Equipment Change Out | Minor Modification | Crossroads Building | 273 | 7676 | New Hampshire Ave | Takoma Park | CRT-2.5 | 7676 New Hampshire L.P. |  | Private | 38.9874 | -76.9885 | Building | 40 | 0 |  | 2011-06-15 | 2011-07-06 | Recommended | 7WAS243A |  | https://s3.amazonaws.com/montgomerycountytfcg/Applications/201107-43.pdf
201107-44 | T-Mobile | Equipment Change Out | Minor Modification | Postal Training Facility | 233 | 10130 | Democracy Blvd | Potomac | RE-2 | United States Postal Service | Federal | Public | 39.0205 | -77.1864 | Building | 70 | 0 |  | 2011-06-15 | 2011-07-06 | Recommended | 7WAN107A |  | https://s3.amazonaws.com/montgomerycountytfcg/Applications/201107-44.pdf
201107-45 | T-Mobile | Equipment Change Out | Minor Modification | NIH Bldg 10 | 414 | 10 | Center Dr | Bethesda | R-60 | US Government | Federal | Public | 39.0018 | -77.1042 | Building | 75 | 0 |  | 2011-06-15 | 2011-07-06 | Recommended | 7WAN050A |  | https://s3.amazonaws.com/montgomerycountytfcg/Applications/201107-45.pdf
201107-33 | Vertical Technology Services, LLC | Colocation | Colocation | Pinnacle Towers | 21 | 5202 | River Rd | Bethesda | IM-2.5 H-50 | Pinnacle Towers Inc |  | Private | 38.9639 | -77.1047 | Tower | 744.5 | 0 |  | 2011-06-14 | 2011-07-06 | Recommended | Bethesda BU872593 |  | https://s3.amazonaws.com/montgomerycountytfcg/Applications/201107-33.pdf
201107-29 | AT&T Wireless | LTE Antennas | Minor Modification | Poolesville Tower | 140 | 19200 | Jerusalem Rd | Poolesville | AR | Montgomery County | County | Public | 39.1632 | -77.4009 | Tower | 253 | 0 |  | 2011-06-08 | 2011-06-23 | Withdrawn | Jerusalem
201107-30 | AT&T Wireless | LTE Antennas | Minor Modification | Public Svc Training Academy | 7 | 10025 | Darnestown Rd | Rockville | CR-0.75 | Montgomery County | County | Public | 39.0992 | -77.2078 | Building | 78 | 0 |  | 2011-06-08 | 2011-06-23 | Withdrawn | Key West
201107-31 | AT&T Wireless | LTE Antennas | Minor Modification | Brink Water Tank | 87 | 21701 | Ridge Rd | Germantown | AR | WSSC | WSSC | Public | 39.2126 | -77.238 | Water Tank | 124 | 0 |  | 2011-06-08 | 2011-07-06 | Recommended | Gonk Fill |  | https://s3.amazonaws.com/montgomerycountytfcg/Applications/201107-31.pdf
201107-32 | AT&T Wireless | LTE Antennas | Minor Modification | Airpark Water Tank | 134 | 20511 | Woodfield Rd | Gaithersburg | RE-1 | WSSC | WSSC | Public | 39.1923 | -77.1513 | Water Tank | 98 | 0 |  | 2011-06-08 | 2011-07-06 | Recommended | Goshen |  | https://s3.amazonaws.com/montgomerycountytfcg/Applications/201107-32.pdf
201107-20 | AT&T Wireless | LTE Antennas | Minor Modification | Laytonsville | 321 | 4301 | Brookeville Rd | Brookeville | AR | Jane C Maller, Trustee |  | Private | 39.184 | -77.0815 | Monopole | 182 | 0 |  | 2011-06-01 | 2011-07-06 | Recommended | Laytonsville |  | https://s3.amazonaws.com/montgomerycountytfcg/Applications/201107-20.pdf
201107-21 | AT&T Wireless | LTE Antennas | Minor Modification | WSSC Damascus Plant | 218 | 23730 | Log House Rd | Gaithersburg | RE-2 | WSSC | WSSC | Public | 39.2461 | -77.2069 | Tower | 212 | 0 |  | 2011-06-01 | 2011-07-06 | Recommended | Primrose View |  | https://s3.amazonaws.com/montgomerycountytfcg/Applications/201107-21.pdf
201107-22 | AT&T Wireless | LTE Antennas | Minor Modification | Pavilion Apts | 31 | 5901 | Montrose Rd | Rockville | CR-4.0 C-0.25 R-4.0 H-190 | CP5 MONTEREY LLC |  | Private | 39.0537 | -77.1189 | Building | 152 | 0 |  | 2011-06-01 | 2011-07-06 | Recommended | Pavillion Apt |  | https://s3.amazonaws.com/montgomerycountytfcg/Applications/201107-22.pdf
201107-23 | AT&T Wireless | LTE Antennas | Minor Modification | Semmes Building | 35 | 10220 | River Rd | Rocville | NR-0.75 | Semmes Buildng LLC |  | Private | 39.0182 | -77.2097 | Building | 42.5 | 0 |  | 2011-06-01 | 2011-07-06 | Recommended | River Road |  | https://s3.amazonaws.com/montgomerycountytfcg/Applications/201107-23.pdf
201107-24 | AT&T Wireless | LTE Antennas | Minor Modification | Wall Lane Water Tank | 2 | 11400 | Woodglen Dr & Executive Blvd | Rockville | CR-3.0 C-1.5 R-2.5 H-100 | WSSC | WSSC | Public | 39.0436 | -77.1141 | Water Tank | 105 | 0 |  | 2011-06-01 | 2011-07-06 | Recommended | White Flint |  | https://s3.amazonaws.com/montgomerycountytfcg/Applications/201107-24.pdf
201107-25 | AT&T Wireless | LTE Antennas | Minor Modification | Olney Water Tank | 25 | 17710 | Buehler Rd | Olney | RT-12.5 | WSSC | WSSC | Public | 39.1478 | -77.0644 | Water Tank | 118 | 0 |  | 2011-06-01 | 2011-07-06 | Recommended | Spartan |  | https://s3.amazonaws.com/montgomerycountytfcg/Applications/201107-25.pdf
201107-26 | AT&T Wireless | LTE Antennas | Minor Modification | Potomac Water Filt. Plant | 91 | 12200 | River Rd | Rockville | RE-2 | WSSC | WSSC | Public | 39.0405 | -77.2537 | Building | 81.3 | 0 |  | 2011-06-01 | 2011-07-06 | Recommended | Travilah |  | https://s3.amazonaws.com/montgomerycountytfcg/Applications/201107-26.pdf
201107-27 | AT&T Wireless | LTE Antennas | Minor Modification | Rock Creek Terrace Apts | 8 | 12630 | Veirs Mill Rd | Rockville | R-10 | Rock Creek Terrace LP |  | Private | 39.0631 | -77.0964 | Building | 153 | 0 |  | 2011-06-01 | 2011-07-06 | Recommended | Walbridge |  | https://s3.amazonaws.com/montgomerycountytfcg/Applications/201107-27.pdf
201107-28 | AT&T Wireless | LTE Antennas | Minor Modification | Glenmont Tank | 12 | 12413 | Georgia Ave | Silver Spring | CR-2.0 C-0.5 R-1.75 H-120 | WSSC | WSSC | Public | 39.0616 | -77.0516 | Water Tank | 183 | 0 |  | 2011-06-01 | 2011-07-06 | Recommended | AWE-Flack St |  | https://s3.amazonaws.com/montgomerycountytfcg/Applications/201107-28.pdf
201107-09 | AT&T Wireless | Existing pole | Minor Modification | Pepco 683-W | 110 | 18300 | Bowie Mill Rd | Olney | RE-1 | Pepco | Pepco | Private | 39.1562 | -77.0925 | Tower | 151 | 0 |  | 2011-05-27 | 2011-07-06 | Recommended | AT&T @ Weston Place |  | https://s3.amazonaws.com/montgomerycountytfcg/Applications/201107-09.pdf
201107-10 | AT&T Wireless | LTE Antennas | Minor Modification | Pepco 40-L | 269 | 1 | Mullinix Mill Rd | Mt. Airy | RDT | Pepco | Pepco | Private | 39.2931 | -77.1519 | Tower | 149 | 0 |  | 2011-05-27 | 2011-07-06 | Recommended | AT&T @ Watkins |  | https://s3.amazonaws.com/montgomerycountytfcg/Applications/201107-10.pdf
201107-11 | AT&T Wireless | LTE Antennas | Minor Modification | Pepco 68-S | 314.1 | 17099 | Riffle Ford Rd | Germantown | R-200 | Pepco | Pepco | Private | 39.1376 | -77.2746 | Tower | 134 | 0 |  | 2011-05-27 | 2011-07-06 | Recommended | AT&T @ Seneca Creek |  | https://s3.amazonaws.com/montgomerycountytfcg/Applications/201107-11.pdf
201107-12 | AT&T Wireless | LTE Antennas | Minor Modification | Pepco 143-S | 165 | 2160A | Brighton Dam Rd | Brookeville | RC | Pepco | Pepco | Private | 39.1859 | -77.0453 | Tower | 134 | 0 |  | 2011-05-27 | 2011-07-06 | Recommended | AT&T @ Goldmine |  | https://s3.amazonaws.com/montgomerycountytfcg/Applications/201107-12.pdf
201107-13 | AT&T Wireless | LTE Antennas | Minor Modification | Pepco 103-S | 346 | 8700 | Snouffer School Rd | Gaithersburg | R-200 | Pepco | Pepco | Private | 39.1861 | -77.1791 | Tower | 126.5 | 0 |  | 2011-05-27 | 2011-07-06 | Recommended | AT&T @ Neelsville |  | https://s3.amazonaws.com/montgomerycountytfcg/Applications/201107-13.pdf
201107-14 | AT&T Wireless | LTE Antennas | Minor Modification | Pepco 171-N | 188 | 1800 | Ednor Rd | Silver Spring | R-C | Pepco | Pepco | Private | 39.14 | -76.9753 | Tower | 134 | 0 |  | 2011-05-27 | 2011-07-06 | Recommended | AT&T @ Ednor |  | https://s3.amazonaws.com/montgomerycountytfcg/Applications/201107-14.pdf
201107-15 | AT&T Wireless | LTE Antennas | Minor Modification | Pepco 59-N | 158.01 | 0 | Black Rock Rd | Germantown | AR | Pepco | Pepco | Private | 39.1385 | -77.2957 | Tower | 124.5 | 0 |  | 2011-05-27 | 2011-07-06 | Recommended | AT&T @ Flagstone Ct |  | https://s3.amazonaws.com/montgomerycountytfcg/Applications/201107-15.pdf
201107-16 | AT&T Wireless | LTE Antennas | Minor Modification | Pepco 628-S | 164.1 | 0 | Dufief Mill Rd | Gaithersburg | R-200 | Pepco | Pepco | Private | 39.0833 | -77.248 | Tower | 129 | 0 |  | 2011-05-27 | 2011-07-06 | Recommended | AT&T @ Muddy Branch |  | https://s3.amazonaws.com/montgomerycountytfcg/Applications/201107-16.pdf
201107-17 | AT&T Wireless | LTE Antennas | Minor Modification | Pepco 637-N | 80 | 13900 | Piney Meeting House Rd | Rockville | IH-2.5 | Pepco | Pepco | Private | 39.0671 | -77.2281 | Tower | 121 | 0 |  | 2011-05-27 | 2011-07-06 | Recommended | AT&T @ Piney Meeting House |  | https://s3.amazonaws.com/montgomerycountytfcg/Applications/201107-17.pdf
201107-18 | AT&T Wireless | LTE Antennas | Minor Modification | Pepco 645-S | 358 | 10001 | Betteker Ln | Potomac | RE-1 | Pepco | Pepco | Private | 39.0592 | -77.205 | Tower | 122 | 0 |  | 2011-05-27 | 2011-07-06 | Recommended | AT&T @ Watts Branch |  | https://s3.amazonaws.com/montgomerycountytfcg/Applications/201107-18.pdf
201107-19 | AT&T Wireless | LTE Antennas | Minor Modification | Pepco 163-S | 203 | 1000 | Ashton Rd (block of) | Ashton | R-C | Pepco | Pepco | Private | 39.1608 | -76.9839 | Tower | 132 | 0 |  | 2011-05-27 | 2011-07-06 | Recommended | AT&T @ Timothy Rd |  | https://s3.amazonaws.com/montgomerycountytfcg/Applications/201107-19.pdf
201107-08 | Montgomery County Government | Existing Tower | Minor Modification | Kenwood Country Club | 30 | 5601 | River Rd | Bethesda | R-90 | Kenwood Country Club |  | Private | 38.9766 | -77.1142 | Tower | 230 | 0 |  | 2011-05-26 | 2011-06-02 | Recommended | Kenwood Country Club |  | https://s3.amazonaws.com/montgomerycountytfcg/Applications/201107-08.pdf
201107-07 | AT&T Wireless | LTE Antennas | Minor Modification | Trolley Museum | 336 | 1313 | Bonifant Rd | Silver Spring | RE-2 | M-NCPPC | M-NCPPC | Public | 39.0971 | -77.0327 | Monopole | 135 | 0 |  | 2011-05-25 | 2011-07-06 | Recommended | Good Hope |  | https://s3.amazonaws.com/montgomerycountytfcg/Applications/201107-07.pdf
201107-01 | AT&T Wireless | LTE Antennas | Minor Modification | Haights Branch Tower | 112 | 5229 | Damascus Rd | Gaithersburg | AR | LECHLIDER DOUGLAS E & ROBIN L |  | Private | 39.2431 | -77.101 | Tower | 225 | 0 |  | 2011-05-24 | 2011-07-06 | Recommended | Haights Branch |  | https://s3.amazonaws.com/montgomerycountytfcg/Applications/201107-01.pdf
201107-02 | AT&T Wireless | LTE Antennas | Minor Modification | Barnhart Property | 220 | 24000 | Laytonsville Rd | Gaithersburg | AR | Ruppert Family 2012 Trust |  | Private | 39.2495 | -77.1449 | Monopole | 125 | 0 |  | 2011-05-24 | 2011-07-06 | Recommended | Woodfield |  | https://s3.amazonaws.com/montgomerycountytfcg/Applications/201107-02.pdf
201107-03 | AT&T Wireless | LTE Antennas | Minor Modification | Village Square Apartments | 43.02 | 12011 | Veirs Mill Rd | Silver Spring | R-30 | Grossberg Louis C ET AL |  | Private | 39.053 | -77.0756 | Building | 42 | 0 |  | 2011-05-24 | 2011-07-06 | Recommended | Village Square |  | https://s3.amazonaws.com/montgomerycountytfcg/Applications/201107-03.pdf
201107-04 | AT&T Wireless | LTE Antennas | Minor Modification | Weitzer Property | 123 | 0 | Sugarland Rd | Poolesville | AR | BLUFFING GOAT FARM LLC |  | Private | 39.0857 | -77.3982 | Monopole | 195 | 0 |  | 2011-05-24 | 2011-07-06 | Recommended | Sugarland |  | https://s3.amazonaws.com/montgomerycountytfcg/Applications/201107-04.pdf
201107-05 | AT&T Wireless | LTE Antennas | Minor Modification | Schlesinger Building | 250 | 3720 | Farragut Ave | Kensington | CRT-1.5 C-1.0 R-1.0 H-45 | FARRAGUT BT LLC |  | Private | 39.0317 | -77.0743 | Building | 58 | 0 |  | 2011-05-24 | 2011-07-06 | Recommended | Ken Gar |  | https://s3.amazonaws.com/montgomerycountytfcg/Applications/201107-05.pdf
201107-06 | AT&T Wireless | LTE Antennas | Minor Modification | Mullinix Farm | 238 | 11416 | Hawkes Rd | Clarksburg | RC | Michael Longshore & Linda Better |  | Private | 39.2464 | -77.2363 | Monopole | 162 | 0 |  | 2011-05-24 | 2011-07-06 | Recommended | Hoffman Drive |  | https://s3.amazonaws.com/montgomerycountytfcg/Applications/201107-06.pdf
201106-01 | AT&T Wireless | LTE Antennas | Minor Modification | Pepco 37-N | 263 | 18917 | Bucklodge Rd | Boyds | AR | Pepco | Pepco | Private | 39.1694 | -77.36 | Tower | 150 | 0 |  | 2011-05-11 | 2011-06-02 | Recommended | AT&T @ Bucklodge |  | https://s3.amazonaws.com/montgomerycountytfcg/Applications/201106-01.pdf
201106-02 | AT&T Wireless | LTE Antennas | Minor Modification | Pepco 23-S | 130.02 | 19997 | Beallsville Rd (Rt.109) | Beallsville | AR | Pepco | Pepco | Private | 39.1847 | -77.4058 | Tower | 145 | 0 |  | 2011-05-11 | 2011-06-02 | Recommended | AT&T @ Burdette |  | https://s3.amazonaws.com/montgomerycountytfcg/Applications/201106-02.pdf
201106-03 | AT&T Wireless | LTE Antennas | Minor Modification | Pepco 674-W | 170.01 | 5200 | Olney-Laytonsville Rd | Olney | RE-1 | Pepco | Pepco | Private | 39.1798 | -77.1048 | Tower | 150 | 0 |  | 2011-05-11 | 2011-06-02 | Recommended | AT&T @ Bellchase |  | https://s3.amazonaws.com/montgomerycountytfcg/Applications/201106-03.pdf
201106-04 | AT&T Wireless | LTE Antennas | Minor Modification | Pepco 43-N | 313 | 18698 | White Ground Rd | Boyds | AR | Pepco | Pepco | Private | 39.1631 | -77.3408 | Tower | 133 | 0 |  | 2011-05-11 | 2011-06-02 | Recommended | AT&T @ Blocktown |  | https://s3.amazonaws.com/montgomerycountytfcg/Applications/201106-04.pdf
201106-05 | AT&T Wireless | LTE Antennas | Minor Modification | Londonderry Apts | 17 | 17060 | King James Way | Gaithersburg | R-20 | Londonderry Afforadable LLC |  | Private | 39.1361 | -77.2069 | Building | 81 | 0 |  | 2011-05-11 | 2011-06-02 | Recommended | AT&T @ Lomdonderry Tower |  | https://s3.amazonaws.com/montgomerycountytfcg/Applications/201106-05.pdf
201106-06 | AT&T Wireless | LTE Antennas | Minor Modification | Sunrise Apts | 149 | 19310 | Club House Rd | Gaithersburg | R-10 | Sunrise Assisted Living |  | Private | 39.1738 | -77.2027 | Building | 70 | 0 |  | 2011-05-11 | 2011-06-02 | Recommended | AT&T @ Brassie Place |  | https://s3.amazonaws.com/montgomerycountytfcg/Applications/201106-06.pdf
201106-07 | AT&T Wireless | LTE Antennas | Minor Modification | Damascus VFD 13 Activity Ctr | 107 | 10211 | Lewis Dr | Damascus | RE-2C | Damascus VFD | Fire | Private | 39.2908 | -77.2135 | Monopole | 200 | 0 |  | 2011-05-11 | 2011-06-02 | Recommended | AT&T @ Damascus |  | https://s3.amazonaws.com/montgomerycountytfcg/Applications/201106-07.pdf
201106-08 | AT&T Wireless | LTE Antennas | Minor Modification | Rockville Measuring Station | 102 | 15030 | Frederick Rd | Rockville | IM-2.5 H-50 | Atlantic Seaboard Corp |  | Private | 39.1021 | -77.1572 | Tower | 188 | 0 |  | 2011-05-11 | 2011-06-02 | Recommended | AT&T @ Lincoln Terrace |  | https://s3.amazonaws.com/montgomerycountytfcg/Applications/201106-08.pdf
201106-09 | AT&T Wireless | LTE Antennas | Minor Modification | Troop 52 Forest Preserve | 113 | 16100 | Darnestown Rd | Dawsonville | AR | Seneca Creek Forest Preserve Inc |  | Private | 39.1343 | -77.335 | Tower | 180 | 0 |  | 2011-05-11 | 2011-06-02 | Recommended | AT&T @ Dawsonville |  | https://s3.amazonaws.com/montgomerycountytfcg/Applications/201106-09.pdf
201106-10 | AT&T Wireless | LTE Antennas | Minor Modification | Quail Hill Farms | 90 | 301 | Quailhill Drive | Brookeville | R | Andrew Austin |  | Private | 39.1628 | -77.0056 | Monopole | 170 | 0 |  | 2011-05-11 | 2011-06-02 | Recommended | AT&T @ Brinklow |  | https://s3.amazonaws.com/montgomerycountytfcg/Applications/201106-10.pdf
201106-11 | AT&T Wireless | LTE Antennas | Minor Modification | Fire Station 31 | 10 | 12100 | Darnestown Rd | Gaithersburg | R-200 | Montgomery County |  | Public | 39.1161 | -77.2512 | Monopole | 161 | 0 |  | 2011-05-11 | 2011-05-12 | Withdrawn | Quince Orchard
201106-12 | AT&T Wireless | LTE Antennas | Minor Modification | Argyle Country Club | 111 | 14600 | Argyle Club Rd | Silver Spring | RE-2 | Argyle Land Company |  | Private | 39.0961 | -77.0526 | Monopole | 125 | 0 |  | 2011-05-11 | 2011-06-02 | Recommended |  |  | https://s3.amazonaws.com/montgomerycountytfcg/Applications/201106-12.pdf
201106-13 | AT&T Wireless | LTE Antennas | Minor Modification | Knights of Columbus | 13.01 | 17001 | Overhill Rd | Derwood | RE-1 | MONTG CNCL K C BLDG CORP |  | Private | 39.1347 | -77.1418 | Monopole | 173 | 0 |  | 2011-05-11 | 2011-06-02 | Recommended | Montgomery Village |  | https://s3.amazonaws.com/montgomerycountytfcg/Applications/201106-13.pdf
201106-14 | AT&T Wireless | LTE Antennas | Minor Modification | Carver Tower | 124 | 2647 | W University Blvd | Silver Spring | CR-5.0 C-4.5 R-4.5 H-130 | Bajwa Property Management LLC |  | Private | 39.0407 | -77.0549 | Tower | 275 | 0 |  | 2011-05-11 | 2011-06-02 | Recommended | Kensington |  | https://s3.amazonaws.com/montgomerycountytfcg/Applications/201106-14.pdf
201106-15 | AT&T Wireless | LTE Antennas | Minor Modification | Northwood High School | 192 | 919 | University Blvd | Silver Spring | R-60 | Board of Education | School | Public | 39.0366 | -77.0223 | Monopole | 110 | 0 |  | 2011-05-11 | 2011-06-02 | Recommended | Springbrook Manor |  | https://s3.amazonaws.com/montgomerycountytfcg/Applications/201106-15.pdf
201106-16 | AT&T Wireless | LTE Antennas | Minor Modification | Leaman Property | 86 | 13820 | Clopper Rd | Boyds | R-200 | American Tower Asset Sub 2 LLC |  | Private | 39.1652 | -77.2908 | Monopole | 125 | 0 |  | 2011-05-11 | 2011-06-02 | Recommended | Old Germantown |  | https://s3.amazonaws.com/montgomerycountytfcg/Applications/201106-16.pdf
201106-17 | AT&T Wireless | LTE Antennas | Minor Modification | Wheaton Park Maint. Yard | 65 | 12012 | Alpert Ln | Silver Spring | R-90 | M-NCPPC | AT&T | Public | 39.0532 | -77.0286 | Monopole | 180 | 0 |  | 2011-05-11 | 2011-06-02 | Recommended | Wheaton Ice Rink |  | https://s3.amazonaws.com/montgomerycountytfcg/Applications/201106-17.pdf
201106-18 | AT&T Wireless | LTE Antennas | Minor Modification | Benmar Property | 125 | 23000 | Whites Ferry Rd (18500 Elmers School Rd) | Dickerson | AR | Tower Road LLC |  | Private | 39.1574 | -77.4854 | Tower | 230 | 0 |  | 2011-05-11 | 2011-06-02 | Recommended | Whites Ferry |  | https://s3.amazonaws.com/montgomerycountytfcg/Applications/201106-18.pdf
201106-19 | AT&T Wireless | LTE Antennas | Minor Modification | Cabin John VFW Post | 60 | 11511 | MacArthur Blvd | Potomac | RE-2 | Cabin John Memorial Post 5633 |  | Private | 38.9963 | -77.2381 | Monopole | 126 | 0 |  | 2011-05-11 | 2011-06-02 | Recommended | Ohio Canal |  | https://s3.amazonaws.com/montgomerycountytfcg/Applications/201106-19.pdf
201106-20 | AT&T Wireless | LTE Antennas | Minor Modification | Sandy Spring VFD 40 | 117 | 16911 | Georgia Ave | Olney | RE-2 | Sandy Spring Vol. Fire Dept. | Fire | Private | 39.1336 | -77.068 | Monopole | 150 | 0 |  | 2011-05-11 | 2011-06-02 | Recommended | Olney |  | https://s3.amazonaws.com/montgomerycountytfcg/Applications/201106-20.pdf
201106-21 | AT&T Wireless | LTE Antennas | Minor Modification | AT&T Long Line Tower | 120 | 12419 | Middlebrook Rd | Germantown | IM-2.5 H-50 | American Tower Inc. |  | Private | 39.1769 | -77.2572 | Tower | 125 | 0 |  | 2011-05-11 | 2011-06-02 | Recommended | Middlebrook |  | https://s3.amazonaws.com/montgomerycountytfcg/Applications/201106-21.pdf
201106-22 | AT&T Wireless | LTE Antennas | Minor Modification | Clement Property | 189 | 25201 | Peach Tree Rd | Clarksburg | AR | BRINKLOW-BLOCKTOWN LLC |  | Private | 39.2672 | -77.3193 | Monopole | 190 | 0 |  | 2011-05-11 | 2011-06-02 | Recommended | Little Bennett |  | https://s3.amazonaws.com/montgomerycountytfcg/Applications/201106-22.pdf
201106-23 | AT&T Wireless | LTE Antennas | Minor Modification | Pyle Property | 190 | 211 | Ednor Rd | Silver Spring | RE-2 | Helen Pyle et al |  | Private | 39.1252 | -77.0182 | Monopole | 162 | 0 |  | 2011-05-11 | 2011-06-02 | Recommended |  |  | https://s3.amazonaws.com/montgomerycountytfcg/Applications/201106-23.pdf
201106-24 | AT&T Wireless | LTE Antennas | Minor Modification | Kruhm Farm Tower | 118 | 16001 | Kruhm Rd | Burtonsville | RC | Fred Kruhm |  | Private | 39.1217 | -76.9453 | Tower | 190 | 0 |  | 2011-05-11 | 2011-06-02 | Recommended | Kruhm |  | https://s3.amazonaws.com/montgomerycountytfcg/Applications/201106-24.pdf
201106-25 | AT&T Wireless | LTE Antennas | Minor Modification | Aspen Monopole | 104 | 15710 | New Hampshire Ave | Silver Spring | RE-2 | Michael A. Grodin |  | Private | 39.1161 | -76.9962 | Monopole | 172 | 0 |  | 2011-05-11 | 2011-06-02 | Recommended | Browns Corner 806392/Gilnorwood MD0880 |  | https://s3.amazonaws.com/montgomerycountytfcg/Applications/201106-25.pdf
201106-26 | AT&T Wireless | LTE Antennas | Minor Modification | Airpark Industrial Center | 83 | 7707 | Airpark Rd | Gaithersburg | IL-1.0 H-50 | Crown Atlantic Co LLC |  | Private | 39.1715 | -77.1578 | Monopole | 120 | 0 |  | 2011-05-11 | 2011-06-02 | Recommended | Montgomery Airpark 807232 |  | https://s3.amazonaws.com/montgomerycountytfcg/Applications/201106-26.pdf
201106-27 | AT&T Wireless | LTE Antennas | Minor Modification | Colesville Monopole | 76 | 49 | Randolph Rd | Colesville | NR-0.75 H-45 | A.I. GLENVIEW LLC M & ML PATRIOT LLC ETAL |  | Private | 39.0764 | -77.0028 | Monopole | 150 | 0 |  | 2011-05-11 | 2011-06-02 | Recommended | Fairknoll 876695 |  | https://s3.amazonaws.com/montgomerycountytfcg/Applications/201106-27.pdf
201106-28 | AT&T Wireless | LTE Antennas | Minor Modification | Ferguson Farm | 63 | 14825 | Comus Rd | Boyds | AR | John W. Ferguson |  | Private | 39.2448 | -77.3004 | Tower | 193 | 0 |  | 2011-05-11 | 2011-06-02 | Recommended | Brink 876679 |  | https://s3.amazonaws.com/montgomerycountytfcg/Applications/201106-28.pdf
201106-29 | AT&T Wireless | LTE Antennas | Minor Modification | Goshen Church Monopole | 271 | 7700 | Brink Rd | Gaithersburg | R-200 | Goshen United Methodist Church | Church | Private | 39.2097 | -77.1574 | Monopole | 129 | 0 |  | 2011-05-11 | 2011-06-02 | Recommended | Exodus 881114 |  | https://s3.amazonaws.com/montgomerycountytfcg/Applications/201106-29.pdf
201106-30 | AT&T Wireless | LTE Antennas | Minor Modification | Avenel Golf Course | 55 | 10010 | Oaklyn Dr | Potomac | RE-2C | WSSC | WSSC | Public | 38.9951 | -77.2038 | Monopole | 130 | 0 |  | 2011-05-11 | 2011-06-02 | Recommended | Williamsburg Gardens |  | https://s3.amazonaws.com/montgomerycountytfcg/Applications/201106-30.pdf
201106-31 | AT&T Wireless | LTE Antennas | Minor Modification | Seneca Ayr Farm | 68 | 13100 | Old Baltimore Rd West | Boyds | IL-1.0 H-50 | Linthicum Properties Management LLC | Crown Castle | Private | 39.2124 | -77.2755 | Monopole | 140 | 0 |  | 2011-05-11 | 2011-06-02 | Recommended | Milestone |  | https://s3.amazonaws.com/montgomerycountytfcg/Applications/201106-31.pdf
201105-02 | AT&T | Existing Monopole | Colocation | Shady Grove Post Office | 49 | 16501 | Shady Grove Rd | Gaithersburg | IM-0.5 H-75 | United States Postal Service | Federal | Public | 39.1264 | -77.17 | Monopole | 146 | 0 |  | 2011-04-13 | 2011-05-04 | Recommended | AT&T@Crabbs Way |  | https://s3.amazonaws.com/montgomerycountytfcg/Applications/201105-02.pdf
201105-03 | AT&T | Existing Monopole | Colocation | Super Fresh Shopping Ctr. | 52 | 3901 | Aspen Hill Rd | Silver Spring | CRT-2.25 C-1.5 R-0.75 H-75 | LDG Inc |  | Private | 39.0821 | -77.079 | Monopole | 116 | 0 |  | 2011-04-13 | 2011-05-04 | Recommended | AT&T @ Aspen Hill |  | https://s3.amazonaws.com/montgomerycountytfcg/Applications/201105-03.pdf
201105-04 | T-Mobile | Existing Tower | Colocation | Faiola Property | 85 | 17335 | Donora Rd | Silver Spring | RC | Anthony Faiola |  | Private | 39.1447 | -76.9865 | Tower | 250 | 0 |  | 2011-04-12 | 2011-05-04 | Not recommended | WAN542-American Tower 91459 |  | https://s3.amazonaws.com/montgomerycountytfcg/Applications/201105-04.pdf
201105-01 | AT&T Wireless | Existing Building | Colocation | St. Luke Lutheran Church | 5 | 9100 | Colesville Rd | Silver Spring | R-60 | St. Luke Lutheran Church | Church | Private | 39.005 | -77.0238 | Building | 25 | 0 |  | 2011-03-28 | 2011-06-13 | Withdrawn | Ellsworth
201104-01 | AT&T Wireless | Existing Tower (Node) | New | Norbeck DAS 10A | 111.01 | 0000 | Wintergate Dr | Silver Spring | RE-2 | MDOT | State | Private | 39.0961 | -77.0526 | Monopole | 37 | 0 |  | 2011-02-16 | 2011-06-13 | Withdrawn | Norbeck 10A
201103-08 | T-Mobile | Add Equipment | Minor Modification | Colesville Monopole | 76 | 49 | Randolph Rd | Colesville | NR-0.75 H-45 | A.I. GLENVIEW LLC M & ML PATRIOT LLC ETAL |  | Private | 39.0764 | -77.0028 | Monopole | 150 | 0 | Kevin Forshee | 2011-02-09 | 2011-03-03 | Recommended | WAN004 |  | https://s3.amazonaws.com/montgomerycountytfcg/Applications/201103-08.pdf
201103-09 | T-Mobile | Add Equipment | Minor Modification | Pepco 163-N | 136 | 1301 | Ashton Rd | Ashton | RC | Pepco | Pepco | Private | 39.1611 | -76.9837 | Tower | 143.3 | 0 | Kevin Forshee | 2011-02-09 | 2011-03-03 | Recommended | WAN046 |  | https://s3.amazonaws.com/montgomerycountytfcg/Applications/201103-09.pdf
201103-10 | T-Mobile | Add Equipment. | Minor Modification | WSSC Damascus Plant | 218 | 23730 | Log House Rd | Gaithersburg | RE-2 | WSSC | WSSC | Public | 39.2461 | -77.2069 | Tower | 212 | 0 | Kevin Forshee | 2011-02-09 | 2011-03-03 | Recommended | WAN037 |  | https://s3.amazonaws.com/montgomerycountytfcg/Applications/201103-10.pdf
201103-11 | T-Mobile | Add Equipment. | Minor Modification | Cabin John Water Tank | 132 | 6711 | Tomlinson Terr | Cabin John | R-200 | WSSC | WSSC | Public | 38.9782 | -77.1597 | Water Tank | 133.5 | 0 | Kevin Forshee | 2011-02-09 | 2011-03-03 | Recommended | WAN016 |  | https://s3.amazonaws.com/montgomerycountytfcg/Applications/201103-11.pdf
201103-12 | T-Mobile | Add Equipment. | Minor Modification | Miller Company Bldg | 309 | 4701 | Sangamore Rd | Bethesda | NR-0.75 H-45 | WC & AN Miller Development Co |  | Private | 38.9498 | -77.1194 | Building | 51.5 | 0 | Kevin Forshee | 2011-02-09 | 2011-03-03 | Recommended | WAC191 |  | https://s3.amazonaws.com/montgomerycountytfcg/Applications/201103-12.pdf
201103-13 | T-Mobile | MM Lattice Tower | Colocation | Faiola Property | 85 | 17335 | Donora Rd | Silver Spring | RC | Anthony Faiola |  | Private | 39.1447 | -76.9865 | Tower | 250 | 0 |  | 2011-02-09 | 2011-03-03 | Not recommended |  |  | https://s3.amazonaws.com/montgomerycountytfcg/Applications/201103-13.pdf
201103-08-01 | T-Mobile | Add Equipment. | Minor Modification | Old Burtonsville VFD | 64 | 15430 | Old Columbia Pike | Burtonsville | CRT-1.5 C-1.0 R-1.25 H-70 | Burtonsville VFD | Fire | Private | 39.1102 | -76.9367 | Monopole | 180 | 0 | Kevin Forshee | 2011-02-09 | 2011-03-03 | Recommended | WAN005 |  | https://s3.amazonaws.com/montgomerycountytfcg/Applications/201103-08-01.pdf
201103-08-02 | T-Mobile | Add Equipment. | Minor Modification | Fire Station 33 | 37 | 11430 | Falls Rd | Potomac | R-200 | Rockville Volunteer Fire Dept. | Fire | Private | 39.0437 | -77.1939 | Monopole | 150 | 0 | Kevin Forshee | 2011-02-09 | 2011-03-03 | Recommended | WAN038 |  | https://s3.amazonaws.com/montgomerycountytfcg/Applications/201103-08-02.pdf
201103-08-03 | T-Mobile | Add Equipment. | Minor Modification | Silver Spring YMCA | 4 | 9800 | Hastings Dr | Silver Spring | R-60 | n |  | Private | 39.0159 | -77.0134 | Monopole | 120 | 0 | Kevin Forshee | 2011-02-09 | 2011-03-03 | Recommended | WAN055 |  | https://s3.amazonaws.com/montgomerycountytfcg/Applications/201103-08-03.pdf
201103-08-04 | T-Mobile | Add Equipment. | Minor Modification | Airpark Industrial Center | 83 | 7707 | Airpark Rd | Gaithersburg | IL-1.0 H-50 | Crown Atlantic Co LLC |  | Private | 39.1715 | -77.1578 | Monopole | 120 | 0 | Kevin Forshee | 2011-02-09 | 2011-03-03 | Recommended | WAN070 |  | https://s3.amazonaws.com/montgomerycountytfcg/Applications/201103-08-04.pdf
201103-08-05 | T-Mobile | Add Equipment. | Minor Modification | Magruder High School | 285 | 5939 | Muncaster Mill Rd | Rockville | RE-1 | MCPS | School | Public | 39.1325 | -77.1176 | Monopole | 120 | 0 | Kevin Forshee | 2011-02-09 | 2011-03-03 | Recommended | WAN071 |  | https://s3.amazonaws.com/montgomerycountytfcg/Applications/201103-08-05.pdf
201103-08-06 | T-Mobile | Add Equipment. | Minor Modification | Blake High School | 306 | 300 | Norwood Rd | Silver Spring | RE-2C | Board of Education | School | Public | 39.1121 | -77.0191 | Monopole | 120 | 0 | Kevin Forshee | 2011-02-09 | 2011-03-03 | Recommended | WAN080 |  | https://s3.amazonaws.com/montgomerycountytfcg/Applications/201103-08-06.pdf
201103-08-07 | T-Mobile | Add Equipment. | Minor Modification | Tri-State Stone Quarry | 20 | 8200 | Seven Locks Rd | Bethesda | R-200 | Ben Porto & Son LTD |  | Private | 38.9887 | -77.1614 | Monopole | 154 | 0 | Kevin Forshee | 2011-02-09 | 2011-03-03 | Recommended | WAN087 |  | https://s3.amazonaws.com/montgomerycountytfcg/Applications/201103-08-07.pdf
201103-08-08 | T-Mobile | Add Equipment. | Minor Modification | Pepco 730472-4678 | 328 | 16000 | Long Draft Rd (block of) | Gaithersburg | R-200 | Pepco | Pepco | Private | 39.1312 | -77.2449 | Utility Pole | 70 | 0 | Kevin Forshee | 2011-02-09 | 2011-03-03 | Recommended | WAN088 |  | https://s3.amazonaws.com/montgomerycountytfcg/Applications/201103-08-08.pdf
201103-08-09 | T-Mobile | Add Equipment. | Minor Modification | Wesley Grove Church | 248.01 | 23612 | Woodfield Rd | Gaithersburg | RE-2 | Wesley Grove Church | Church | Private | 39.2439 | -77.1864 | Monopole | 100 | 0 | Kevin Forshee | 2011-02-09 | 2011-03-03 | Recommended | WAN091 |  | https://s3.amazonaws.com/montgomerycountytfcg/Applications/201103-08-09.pdf
201103-08-10 | T-Mobile | Add Equipment. | Minor Modification | Avenel Golf Course | 55 | 10010 | Oaklyn Dr | Potomac | RE-2C | WSSC | WSSC | Public | 38.9951 | -77.2038 | Monopole | 130 | 0 | Kevin Forshee | 2011-02-09 | 2011-03-03 | Recommended | WAN098 |  | https://s3.amazonaws.com/montgomerycountytfcg/Applications/201103-08-10.pdf
201103-08-11 | T-Mobile | Add Equipment. | Minor Modification | Steinberg Silo | 318 | 15021 | Dufief Mill Rd | Gaithersburg | R-200 | Chabad Lubavitch of Upper Montgomery County |  | Private | 39.1027 | -77.2234 | Building | 61 | 0 | Kevin Forshee | 2011-02-09 | 2011-03-03 | Recommended | WAN115 |  | https://s3.amazonaws.com/montgomerycountytfcg/Applications/201103-08-12.pdf
201103-08-12 | T-Mobile | Add Equipment. | Minor Modification | JFK High School | 288 | 1901 | Randolph Rd | Silver Spring | R-90 | Board of Education | School | Public | 39.0676 | -77.0397 | Monopole | 135 | 0 | Kevin Forshee | 2011-02-09 | 2011-03-03 | Recommended | WAN290 |  | https://s3.amazonaws.com/montgomerycountytfcg/Applications/201103-08-13.pdf
201103-08-13 | T-Mobile | Add Equipment. | Minor Modification | Gibson Monopole | 407 | 2815 | Cabin Creek Rd | Burtonsville | RE-1 | Ralph Gibson |  | Private | 39.0981 | -76.9531 | Monopole | 115 | 0 | Kevin Forshee | 2011-02-09 | 2011-03-03 | Recommended | WAN291 |  | https://s3.amazonaws.com/montgomerycountytfcg/Applications/201103-08-14.pdf
201103-08-14 | T-Mobile | Add Equipment. | Minor Modification | Petrucelli Property | 275 | 14120 | Darnestown Rd | Gaithersburg | CRN-0.25 C-0.25 R-0.0 H-35 | Vanic LLC |  | Private | 39.1037 | -77.2934 | Monopole | 105.7 | 0 | Kevin Forshee | 2011-02-09 | 2011-03-03 | Recommended | WAN296 |  | https://s3.amazonaws.com/montgomerycountytfcg/Applications/201103-08-14.pdf
201103-08-15 | T-Mobile | Add Equipment. | Minor Modification | Sligo Middle School | 418 | 1401 | Dennis Ave | Silver Spring | R-60 | MCPS | School | Public | 39.0275 | -77.0328 | Monopole | 130 | 0 | Kevin Forshee | 2011-02-09 | 2011-03-03 | Recommended | WAN301J |  | https://s3.amazonaws.com/montgomerycountytfcg/Applications/201103-08-15.pdf
201103-08-16 | T-Mobile | Add Equipment. | Minor Modification | Extra Space Storage | 350 | 19500 | Frederick Rd | Germantown | GR-1.5 H-45 | Extra Space Properties 131 LLC |  | Private | 39.1755 | -77.24 | Monopole | 120 | 0 | Kevin Forshee | 2011-02-09 | 2011-03-03 | Recommended | WAN321 |  | https://s3.amazonaws.com/montgomerycountytfcg/Applications/201103-08-16.pdf
201103-08-17 | T-Mobile | Add Equipment. | Minor Modification | Spencerville Free Methodist Church | 387 | 2100 | Spencerville Rd | Spencerville | RE-1 | Spencerville Free Methodist Church | Church | Private | 39.1181 | -76.9682 | Monopole | 102 | 0 | Kevin Forshee | 2011-02-09 | 2011-03-03 | Recommended | WAN368 |  | https://s3.amazonaws.com/montgomerycountytfcg/Applications/201103-08-17.pdf
201103-08-18 | T-Mobile | Add Equipment. | Minor Modification | Earhart Monopole | 412 | 18920 | Earhart Ct | Gaithersburg | IL-1.0 | Storage Portfolio LLC |  | Private | 39.1689 | -77.1731 | Monopole | 100 | 0 | Kevin Forshee | 2011-02-09 | 2011-03-03 | Recommended | WAN386 |  | https://s3.amazonaws.com/montgomerycountytfcg/Applications/201103-08-18.pdf
201103-08-19 | T-Mobile | Add Equipment. | Minor Modification | Baptist Home | 147 | 6301 | Greentree Rd | Bethesda | R-60 | Baptist Home for Children |  | Private | 39.0026 | -77.1273 | Monopole | 120 | 0 | Kevin Forshee | 2011-02-09 | 2011-03-03 | Recommended | WAN451 |  | https://s3.amazonaws.com/montgomerycountytfcg/Applications/201103-08-19.pdf
201103-08-20 | T-Mobile | Add Equipment. | Minor Modification | Leaman Property | 86 | 13820 | Clopper Rd | Boyds | R-200 | American Tower Asset Sub 2 LLC |  | Private | 39.1652 | -77.2908 | Monopole | 125 | 0 | Kevin Forshee | 2011-02-09 | 2011-03-03 | Recommended | WAN454 |  | https://s3.amazonaws.com/montgomerycountytfcg/Applications/201103-08-20.pdf
201103-08-21 | T-Mobile | Add Equipment. | Minor Modification | Springbrook High School | 373 | 201 | Valley Brook Dr | Silver Spring | R-200 | Board of Education | School | Public | 39.0583 | -77.0081 | Monopole | 99 | 0 | Kevin Forshee | 2011-02-09 | 2011-03-03 | Recommended | 7WAN488A |  | https://s3.amazonaws.com/montgomerycountytfcg/Applications/201103-08-21.pdf
201103-08-22 | T-Mobile | Add Equipment. | Minor Modification | Watkins Mill High School | 386 | 10301 | Apple Ridge Rd | Gaithersburg | R-200 | Board of Education | School | Public | 39.1846 | -77.2137 | Monopole | 118 | 0 | Kevin Forshee | 2011-02-09 | 2011-03-03 | Recommended | WAN513 |  | https://s3.amazonaws.com/montgomerycountytfcg/Applications/201103-08-22.pdf
201103-08-23 | T-Mobile | Add Equipment. | Minor Modification | Bretton Woods GC | 327 | 15700 | River Rd | Germantown | RC | International Monetary Fund |  | Public | 39.0762 | -77.3281 | Monopole | 131 | 0 | Kevin Forshee | 2011-02-09 | 2011-03-03 | Recommended | WAN518 |  | https://s3.amazonaws.com/montgomerycountytfcg/Applications/201103-08-23.pdf
201103-08-24 | T-Mobile | Add Equipment. | Minor Modification | Cabin John VFW Post | 60 | 11511 | MacArthur Blvd | Potomac | RE-2 | Cabin John Memorial Post 5633 |  | Private | 38.9963 | -77.2381 | Monopole | 126 | 0 | Kevin Forshee | 2011-02-09 | 2011-03-03 | Recommended | WAN519 |  | https://s3.amazonaws.com/montgomerycountytfcg/Applications/201103-08-24.pdf
201103-08-25 | T-Mobile | Add Equipment. | Minor Modification | Weitzer Property | 123 | 0 | Sugarland Rd | Poolesville | AR | BLUFFING GOAT FARM LLC |  | Private | 39.0857 | -77.3982 | Monopole | 195 | 0 | Kevin Forshee | 2011-02-09 | 2011-03-03 | Recommended | WAN520 |  | https://s3.amazonaws.com/montgomerycountytfcg/Applications/201103-08-25.pdf
201103-08-26 | T-Mobile | Add Equipment. | Minor Modification | MDOT-Kensington | 77 | 9200 | Kensington Pkwy | Kensington | R-90 | MDOT / State Hwy Admin. |  | Private | 39.0077 | -77.075 | Monopole | 160 | -1 | Kevin Forshee | 2011-02-09 | 2011-03-03 | Recommended | WAN524 |  | https://s3.amazonaws.com/montgomerycountytfcg/Applications/201103-08-26.pdf
201103-08-27 | T-Mobile | Add Equipment. | Minor Modification | Walt Whitman High School | 194 | 7100 | Whittier Blvd | Bethesda | R-90 | MCPS | School | Public | 38.9788 | -77.129 | Monopole | 75 | 0 | Kevin Forshee | 2011-02-09 | 2011-03-03 | Recommended | WAN526 |  | https://s3.amazonaws.com/montgomerycountytfcg/Applications/201103-08-27.pdf
201103-08-28 | T-Mobile | Add Equipment. | Minor Modification | West Hillandale Swim Club | 381 | 915 | Schindler Dr | Silver Spring | R-90 | West Hillandale Swim Club |  | Private | 39.0283 | -76.9889 | Monopole | 120 | 0 | Kevin Forshee | 2011-02-09 | 2011-03-03 | Recommended | WAN134 |  | https://s3.amazonaws.com/montgomerycountytfcg/Applications/201103-08-28.pdf
201103-08-29 | T-Mobile | Add Equipment. | Minor Modification | Daly Elementary School | 324 | 20301 | Brandermill Dr | Germantown | R-90 | MCPS | School | Public | 39.1888 | -77.2325 | Monopole | 101 | 0 | Kevin Forshee | 2011-02-09 | 2011-03-03 | Recommended | WAN144 |  | https://s3.amazonaws.com/montgomerycountytfcg/Applications/201103-08-29.pdf
201103-08-30 | T-Mobile | Add Equipment. | Minor Modification | Pyle Property | 190 | 211 | Ednor Rd | Silver Spring | RE-2 | Helen Pyle et al |  | Private | 39.1252 | -77.0182 | Monopole | 162 | 0 | Kevin Forshee | 2011-02-09 | 2011-03-03 | Recommended | WAN154 |  | https://s3.amazonaws.com/montgomerycountytfcg/Applications/201103-08-30.pdf
201103-08-31 | T-Mobile | Add Equipment. | Minor Modification | Fraley Farm Silo | 245 | 17800 | Bowie Mill Rd | Derwood | RE-1 | Kenneth Fraley |  | Private | 39.1501 | -77.1143 | Building | 73 | 0 | Kevin Forshee | 2011-02-09 | 2011-03-03 | Recommended | WAN162 |  | https://s3.amazonaws.com/montgomerycountytfcg/Applications/201103-08-31.pdf
201103-08-32 | T-Mobile | Add Equipment. | Minor Modification | Quail Hill Farms | 90 | 301 | Quailhill Drive | Brookeville | R | Andrew Austin |  | Private | 39.1628 | -77.0056 | Monopole | 170 | 0 | Kevin Forshee | 2011-02-09 | 2011-03-03 | Recommended | WAN175 |  | https://s3.amazonaws.com/montgomerycountytfcg/Applications/201103-08-32.pdf
201103-08-33 | T-Mobile | Add Equipment. | Minor Modification | Hungerford Property | 244 | 14615 | Clopper Rd | Boyds | IM-0.25 H-50 | Walter Hungerford & Sons |  | Private | 39.1824 | -77.3029 | Monopole | 150 | 0 | Kevin Forshee | 2011-02-09 | 2011-03-03 | Recommended | WAN177 |  | https://s3.amazonaws.com/montgomerycountytfcg/Applications/201103-08-33.pdf
201103-08-34 | T-Mobile | Add Equipment. | Minor Modification | Bullis Prep School | 22 | 10601 | Falls Rd | Potomac | RE-2 | The Bullis School Inc. | School | Private | 39.0296 | -77.1945 | Monopole | 130 | 0 | Kevin Forshee | 2011-02-09 | 2011-03-03 | Recommended | WAN210 |  | https://s3.amazonaws.com/montgomerycountytfcg/Applications/201103-08-34.pdf
201103-08-35 | T-Mobile | Add Equipment. | Minor Modification | Good Hope Gardens | 282 | 14911 | Good Hope Rd | Silver Spring | RE-2C | Thao Thanh Bui |  | Private | 39.0997 | -76.9819 | Monopole | 153 | 0 | Kevin Forshee | 2011-02-09 | 2011-03-03 | Recommended | WAN233 |  | https://s3.amazonaws.com/montgomerycountytfcg/Applications/201103-08-35.pdf
201103-08-36 | T-Mobile | Add Equipment. | Minor Modification | Wheaton High School | 299 | 12501 | Dalewood Rd | Silver Spring | R-60 | MCPS | School | Public | 39.0595 | -77.0665 | Monopole | 100 | 0 | Kevin Forshee | 2011-02-09 | 2011-03-03 | Recommended | 7WAN235 |  | https://s3.amazonaws.com/montgomerycountytfcg/Applications/201103-08-36.pdf
201103-08-37 | T-Mobile | Add Equipment. | Minor Modification | Gymkhana Club | 56 | 14100 | River Rd | Rockville | RE-2 | River Road Development Inc |  | Private | 39.063 | -77.2925 | Monopole | 143.6 | 0 | Kevin Forshee | 2011-02-09 | 2011-03-03 | Recommended | WAN247 |  | https://s3.amazonaws.com/montgomerycountytfcg/Applications/201103-08-37.pdf
201103-08-38 | T-Mobile | Add Equipment. | Minor Modification | Albert Einstein High School | 298 | 11135 | Newport Mill Rd | Silver Spring | R-60 | MCPS | School | Public | 39.0401 | -77.0646 | Monopole | 130 | 0 | Kevin Forshee | 2011-02-09 | 2011-03-03 | Recommended | WAN270 |  | https://s3.amazonaws.com/montgomerycountytfcg/Applications/201103-08-38.pdf
201103-08-39 | T-Mobile | Add Equipment. | Minor Modification | Oakview Recreation Assoc. | 344 | 1101 | Corliss St | Silver Spring | R-90 | Oakview Recreation Association |  | Private | 39.017 | -76.99 | Monopole | 120 | 0 | Kevin Forshee | 2011-02-09 | 2011-03-03 | Recommended | 7WAN272C |  | https://s3.amazonaws.com/montgomerycountytfcg/Applications/201103-08-39.pdf
201103-08-40 | T-Mobile | Add Equipment. | Minor Modification | Milestone | 148 | 1 | Milestone Center Ct | Germantown | CR-2.0 C-1.75 R-0.5 H-125 T | WMMH Building LLC |  | Public | 39.2004 | -77.2591 | Monopole | 150 | 0 | Kevin Forshee | 2011-02-09 | 2011-03-03 | Recommended | WAN284 |  | https://s3.amazonaws.com/montgomerycountytfcg/Applications/201103-08-40.pdf
201103-08-41 | T-Mobile | Add Equipment. | Minor Modification | Public Storage Briggs Chaney | 415 | 3351 | Briggs Chaney Rd | Silver Spring | EOF-0.75, H-100 T | Shurgard Maryland Properties Inc |  | Private | 39.075 | -76.9422 | Monopole | 140 | 0 | Kevin Forshee | 2011-02-09 | 2011-03-03 | Recommended | WAN285 |  | https://s3.amazonaws.com/montgomerycountytfcg/Applications/201103-08-41.pdf
201103-08-42 | T-Mobile | Add Equipment. | Minor Modification | Twin Farms Swim Club | 406 | 1200 | Fairland Rd | Silver Spring | R-200 | Twin Farms Club Inc. |  | Private | 39.0789 | -76.9861 | Monopole | 125 | 0 | Kevin Forshee | 2011-02-09 | 2011-03-03 | Recommended | WAN286 |  | https://s3.amazonaws.com/montgomerycountytfcg/Applications/201103-08-42.pdf
201103-09-01 | T-Mobile | Add Equipment. | Minor Modification | Pepco Substation 158 | 82 | 16610 | Emory Ln | Rockville | R-200 | Pepco | Pepco | Private | 39.1317 | -77.0792 | Tower | 150 | 0 | Kevin Forshee | 2011-02-09 | 2011-03-03 | Recommended | WAN046 |  | https://s3.amazonaws.com/montgomerycountytfcg/Applications/201103-09-01.pdf
201103-09-02 | T-Mobile | Add Equipment. | Minor Modification | Pepco 637-S | 311 | 12900 | Piney Meetinghouse Rd | Potomac | RE-2 | Pepco | Pepco | Private | 39.0669 | -77.2283 | Tower | 126 | 0 | Kevin Forshee | 2011-02-09 | 2011-03-03 | Recommended | WAN072 |  | https://s3.amazonaws.com/montgomerycountytfcg/Applications/201103-09-02.pdf
201103-09-03 | T-Mobile | Add Equipment. | Minor Modification | Pepco 175-S | 284 | 17000 | Oak Hill Rd | Silver Spring | RC | Pepco | Pepco | Private | 39.1342 | -76.9686 | Tower | 145 | 0 | Kevin Forshee | 2011-02-09 | 2011-03-03 | Recommended | WAN083 |  | https://s3.amazonaws.com/montgomerycountytfcg/Applications/201103-09-03.pdf
201103-09-04 | T-Mobile | Add Equipment. | Minor Modification | Pepco-Cabin John | 160.01 |  | MacArthur Blvd & I-495 | Cabin John | R-200 | Pepco | Pepco | Private | 38.976 | -77.179 | Tower | 80 | 0 | Kevin Forshee | 2011-02-09 | 2011-03-03 | Recommended | WAN108 |  | https://s3.amazonaws.com/montgomerycountytfcg/Applications/201103-09-04.pdf
201103-09-05 | T-Mobile | Add Equipment. | Minor Modification | Pepco 640-S | 442 |  | Glen Mill Rd & White Claver Terr | Potomac | RE-2 | Pepco | Pepco | Private | 39.0631 | -77.2153 | Tower | 131 | 0 | Kevin Forshee | 2011-02-09 | 2011-03-03 | Recommended | WAN140 |  | https://s3.amazonaws.com/montgomerycountytfcg/Applications/201103-09-05.pdf
201103-09-06 | T-Mobile | Add Equipment | Minor Modification | Pepco 674-W | 170.01 | 5200 | Olney-Laytonsville Rd | Olney | RE-1 | Pepco | Pepco | Private | 39.1798 | -77.1048 | Tower | 150 | 0 | Kevin Forshee | 2011-02-09 | 2011-03-03 | Recommended | WAN149 |  | https://s3.amazonaws.com/montgomerycountytfcg/Applications/201103-09-06.pdf
201103-09-07 | T-Mobile | Add Equipment. | Minor Modification | Pepco Substation 118 | 197 | 17101 | Germantown Rd | Germantown | AR | Pepco | Pepco | Private | 39.1376 | -77.2933 | Tower | 300 | 0 | Kevin Forshee | 2011-02-09 | 2011-03-03 | Recommended | WAN155 |  | https://s3.amazonaws.com/montgomerycountytfcg/Applications/201103-09-07.pdf
201103-09-08 | T-Mobile | Add Equipment. | Minor Modification | Pepco 620-N | 353 | 12457 | Falconbridge Dr | Gaithersburg | R-200 | Pepco | Pepco | Private | 39.1033 | -77.2572 | Tower | 126 | 0 | Kevin Forshee | 2011-02-09 | 2011-03-03 | Recommended | WAN228 |  | https://s3.amazonaws.com/montgomerycountytfcg/Applications/201103-09-08.pdf
201103-09-09 | T-Mobile | Add equipment. | Minor Modification | Pepco 736473-0926 | 227 | 836 | Quince Orchard Rd | Gaithersburg | R-90 | Pepco | Pepco | Private | 39.1328 | -77.2249 | Utility Pole | 65 | -1 | Kevin Forshee | 2011-02-09 | 2011-03-03 | Recommended | WAN257 |  | https://s3.amazonaws.com/montgomerycountytfcg/Applications/201103-09-09.pdf
201103-09-10 | T-Mobile | Add Equipment. | Minor Modification | Pepco 100-S | 225 | 20000 blk | Goshen Rd & Rothbury Dr | Gaithersburg | R-200 | Pepco | Pepco | Private | 39.1841 | -77.1881 | Tower | 134 | 0 | Kevin Forshee | 2011-02-09 | 2011-03-03 | Recommended | WAN260 |  | https://s3.amazonaws.com/montgomerycountytfcg/Applications/201103-09-10.pdf
201103-09-11 | T-Mobile | Add Equipment. | Minor Modification | Pepco 660-N | 243 | 11313 | Deborah Dr | Rockville | R-90 | Pepco | Pepco | Private | 39.0401 | -77.1642 | Tower | 134 | 0 | Kevin Forshee | 2011-02-09 | 2011-03-03 | Recommended | WAN275 |  | https://s3.amazonaws.com/montgomerycountytfcg/Applications/201103-09-11.pdf
201103-09-12 | T-Mobile | Add Equipment. | Minor Modification | Pepco 629-N | 297.02 | 13622 | Travilah Rd | North Potomac | R-200 | Pepco | Pepco | Private | 39.081 | -77.2459 | Tower | 122.5 | 0 | Kevin Forshee | 2011-02-09 | 2011-03-03 | Recommended | WAN294 |  | https://s3.amazonaws.com/montgomerycountytfcg/Applications/201103-09-12.pdf
201103-09-13 | T-Mobile | Add Equipment. | Minor Modification | Pepco 611-N | 308 | 13139-T | Colton Ln | Gaithersburg | RE-1 | Pepco | Pepco | Private | 39.121 | -77.2711 | Tower | 116 | 0 | Kevin Forshee | 2011-02-09 | 2011-03-03 | Recommended | WAN295 |  | https://s3.amazonaws.com/montgomerycountytfcg/Applications/201103-09-13.pdf
201103-09-14 | T-Mobile | Add Equipment. | Minor Modification | Pepco 749425-3415 | 184 |  | River Rd & Bradley Blvd | Potomac | RE-2 | Naval K. Mehra | State | Public | 39.0007 | -77.1779 | Utility Pole | 60 | -1 | Kevin Forshee | 2011-02-09 | 2011-03-03 | Recommended | WAN309 |  | https://s3.amazonaws.com/montgomerycountytfcg/Applications/201103-09-14.pdf
201103-09-15 | T-Mobile | Add Equipment. | Minor Modification | Pepco 750424-227810 | 115 |  | River Rd | Potomac | Re-2 | Pepco | Pepco | Public | 39.0269 | -77.2206 | Utility Pole | 56 | -1 | Kevin Forshee | 2011-02-09 | 2011-03-03 | Recommended | 7WAN337 |  | https://s3.amazonaws.com/montgomerycountytfcg/Applications/201103-09-15.pdf
201103-09-16 | T-Mobile | Add Equipment. | Minor Modification | Pepco 106-N | 378.01 |  | East Village Ave @ Doubleland Rd | Gaithersburg | R-200 | Pepco | Pepco | Private | 39.1866 | -77.169 | Tower | 131 | 0 | Kevin Forshee | 2011-02-09 | 2011-03-03 | Recommended | WAN355 |  | https://s3.amazonaws.com/montgomerycountytfcg/Applications/201103-09-16.pdf
201103-09-17 | T-Mobile | Add Equipment. | Minor Modification | Pepco 655-N | 364 | 8406 | Postoak Rd | Potomac | R-90 | Pepco | Pepco | Private | 39.0517 | -77.1731 | Tower | 121 | 0 | Kevin Forshee | 2011-02-09 | 2011-03-03 | Recommended | WAN367 |  | https://s3.amazonaws.com/montgomerycountytfcg/Applications/201103-09-17.pdf
201103-09-18 | T-Mobile | Add Equipment. | Minor Modification | Pepco 683-E | 600 | 18300B | Bowie Mill Rd | Olney | RE-1 | Pepco |  | Private | 39.1563 | -77.0922 | Tower | 134 | 0 | Kevin Forshee | 2011-02-09 | 2011-03-03 | Recommended | WAN491 |  | https://s3.amazonaws.com/montgomerycountytfcg/Applications/201103-09-18.pdf
201103-09-19 | T-Mobile | Add Equipment. | Minor Modification | Pepco 646-S | 365.02 | 9817 | Betteker Ln | Potomac | R-200 | Pepco | Pepco | Private | 39.0586 | -77.2014 | Tower | 131 | 0 | Kevin Forshee | 2011-02-09 | 2011-03-03 | Recommended | WAN512 |  | https://s3.amazonaws.com/montgomerycountytfcg/Applications/201103-09-19.pdf
201103-09-20 | T-Mobile | Add Equipment. | Minor Modification | Pepco 195-S | 341 | 4751 | Sandy Spring Rd | Burtonsville | R-200 | Pepco | Pepco | Private | 39.106 | -76.9131 | Tower | 150 | 0 | Kevin Forshee | 2011-02-09 | 2011-03-03 | Recommended | WAS393 |  | https://s3.amazonaws.com/montgomerycountytfcg/Applications/201103-09-20.pdf
201103-09-21 | T-Mobile | Add Equipment. | Minor Modification | Pepco 7771406 | 259 | 4500 | Western Ave | Bethesda | R-60 | Pepco | Pepco | Private | 38.9494 | -77.1011 | Utility Pole | 61 | -1 | Kevin Forshee | 2011-02-09 | 2011-03-03 | Recommended | WDC348 |  | https://s3.amazonaws.com/montgomerycountytfcg/Applications/201103-09-21.pdf
201103-10-01 | T-Mobile | Add equipment. | Minor Modification | Pepco 637-S | 311 | 12900 | Piney Meetinghouse Rd | Potomac | RE-2 | Pepco | Pepco | Private | 39.0669 | -77.2283 | Tower | 126 | 0 | Kevin Forshee | 2011-02-09 | 2011-03-03 | Recommended | WAN109 |  | https://s3.amazonaws.com/montgomerycountytfcg/Applications/201103-10-01.pdf
201103-10-02 | T-Mobile | Add equipment. | Minor Modification | Shady Grove Tower | 137.02 | 8620 | Pleasant Rd | Gaithersburg | GR-1.5 | WSSC |  | Public | 39.1199 | -77.1796 | Tower | 250 | 0 | Kevin Forshee | 2011-02-09 | 2011-03-03 | Recommended | WAN114 |  | https://s3.amazonaws.com/montgomerycountytfcg/Applications/201103-10-02.pdf
201103-10-03 | T-Mobile | Add equipment. | Minor Modification | Pepco 111-S | 224 | 7600 | Hadley Farms Dr | Gaithersburg | R-90 | Pepco | Pepco | Private | 39.1856 | -77.1521 | Tower | 135 | 0 | Kevin Forshee | 2011-02-09 | 2011-03-03 | Recommended | WAN156 |  | https://s3.amazonaws.com/montgomerycountytfcg/Applications/201103-10-03.pdf
201103-10-04 | T-Mobile | Add equipment. | Minor Modification | WSSC Great Seneca | 295 | 12600 | Great Seneca Hwy | Germantown | R-200 | WSSC | WSSC | Private | 39.142 | -77.2744 | Tower | 200 | 0 | Kevin Forshee | 2011-02-09 | 2011-03-03 | Recommended | WAN299 |  | https://s3.amazonaws.com/montgomerycountytfcg/Applications/201103-10-04.pdf
201103-10-05 | T-Mobile | Add equipment. | Minor Modification | WWDC Radio Tower | 40 | 8800 | Brookeville Rd | Silver Spring | IM-2.5 H-50 | Chancellor Media Corp. |  | Private | 38.9999 | -77.057 | Tower | 695 | 0 | Kevin Forshee | 2011-02-09 | 2011-03-03 | Recommended | WAN340 |  | https://s3.amazonaws.com/montgomerycountytfcg/Applications/201103-10-05.pdf
201103-11-01 | T-Mobile | Add equipment. | Minor Modification | Montg College Germantown | 153 | 20200 | Observation Dr | Germantown | LSC-2.0 | Board of Comm College Trustees for Montgomery Coun | WSSC | Public | 39.1846 | -77.2499 | Tower | 300 | 0 | Kevin Forshee | 2011-02-09 | 2011-03-03 | Recommended | WAN018 |  | https://s3.amazonaws.com/montgomerycountytfcg/Applications/201103-11-01.pdf
201103-11-02 | T-Mobile | Add equipment. | Minor Modification | Olney Water Tank | 25 | 17710 | Buehler Rd | Olney | RT-12.5 | WSSC | WSSC | Public | 39.1478 | -77.0644 | Water Tank | 118 | 0 | Kevin Forshee | 2011-02-09 | 2011-03-03 | Recommended | WAN027 |  | https://s3.amazonaws.com/montgomerycountytfcg/Applications/201103-11-02.pdf
201103-11-03 | T-Mobile | Add equipment. | Minor Modification | Bradley Water Tank 1 | 72.01 | 5603 | Radnor Rd | Bethesda | R-90 | WSSC | WSSC | Public | 38.9804 | -77.1137 | Water Tank | 108 | 0 | Kevin Forshee | 2011-02-09 | 2011-03-03 | Recommended | WAN035 |  | https://s3.amazonaws.com/montgomerycountytfcg/Applications/201103-11-03.pdf
201103-11-04 | T-Mobile | Add Equipment. | Minor Modification | Falls Rd Tank | 133 | 8505 | Aqueduct Rd | Potomac | R-90 | WSSC | WSSC | Public | 39.0598 | -77.1744 | Water Tank | 139 | 0 | Kevin Forshee | 2011-02-09 | 2011-03-03 | Recommended | WAN036 |  | https://s3.amazonaws.com/montgomerycountytfcg/Applications/201103-11-04.pdf
201103-11-05 | T-Mobile | Add Equipment. | Minor Modification | Woodside Water Tank | 1 | 1945 | Seminary Pl | Silver Spring | R-60 | WSSC | WSSC | Public | 39.0099 | -77.0425 | Water Tank | 117 | 0 | Kevin Forshee | 2011-02-09 | 2011-03-03 | Recommended | 7WAN042A |  | https://s3.amazonaws.com/montgomerycountytfcg/Applications/201103-11-05.pdf
201103-11-06 | T-Mobile | Add equipment. | Minor Modification | Glenmont Tank | 12 | 12413 | Georgia Ave | Silver Spring | CR-2.0 C-0.5 R-1.75 H-120 | WSSC | WSSC | Public | 39.0616 | -77.0516 | Water Tank | 183 | 0 | Kevin Forshee | 2011-02-09 | 2011-03-03 | Recommended | WAN057 |  | https://s3.amazonaws.com/montgomerycountytfcg/Applications/201103-11-06.pdf
201103-11-07 | T-Mobile | Add Equipment. | Minor Modification | Colesville Tank | 138 | 2201 | Industrial Pkwy | Silver Spring | CR-1.0 C-1.0 R-0.5 H-220 | WSSC | WSSC | Public | 39.0495 | -76.9633 | Water Tank | 216 | 0 | Kevin Forshee | 2011-02-09 | 2011-03-03 | Recommended | WAN113 |  | https://s3.amazonaws.com/montgomerycountytfcg/Applications/201103-11-07.pdf
201103-11-08 | T-Mobile | Add Equipment. | Minor Modification | Brink Water Tank | 87 | 21701 | Ridge Rd | Germantown | AR | WSSC | WSSC | Public | 39.2126 | -77.238 | Water Tank | 124 | 0 | Kevin Forshee | 2011-02-09 | 2011-03-03 | Recommended | WAN179 |  | https://s3.amazonaws.com/montgomerycountytfcg/Applications/201103-11-08.pdf
201103-11-09 | T-Mobile | Add Equipment. | Minor Modification | Cedar Heights Water Tank | 174 | 24213 | Ridge Rd | Damascus | RE-2C | WSSC | WSSC | Public | 39.2533 | -77.2278 | Water Tank | 38 | 0 | Kevin Forshee | 2011-02-09 | 2011-03-03 | Recommended | WAN180 |  | https://s3.amazonaws.com/montgomerycountytfcg/Applications/201103-11-09.pdf
201103-11-10 | T-Mobile | Add Equipment. | Minor Modification | Naval Surface Warfare Ctr | 75 | 9500 | MacArthur Blvd | Bethesda | R-200 | United States Navy | Federal | Public | 38.976 | -77.1931 | Water Tank | 142 | 0 | Kevin Forshee | 2011-02-09 | 2011-03-03 | Recommended | WAN276 |  | https://s3.amazonaws.com/montgomerycountytfcg/Applications/201103-11-10.pdf
201103-12-01 | T-Mobile | Add Equipment. | Minor Modification | Semmes Building | 35 | 10220 | River Rd | Rocville | NR-0.75 | Semmes Buildng LLC |  | Private | 39.0182 | -77.2097 | Building | 42.5 | 0 | Kevin Forshee | 2011-02-09 | 2011-03-03 | Recommended | WAN001 |  | https://s3.amazonaws.com/montgomerycountytfcg/Applications/201103-12-01.pdf
201103-12-02 | T-Mobile | Add Equipment. | Minor Modification | Berkshire Towers | 42.01 | 11235 | Oak Leaf Dr | Silver Spring | R-10 | Enclave Holdings LLC Nonconnah Holdings LLC |  | Private | 39.0413 | -76.9934 | Building | 165 | 0 | Kevin Forshee | 2011-02-09 | 2011-03-03 | Recommended | WAN003 |  | https://s3.amazonaws.com/montgomerycountytfcg/Applications/201103-12-02.pdf
201103-12-03 | T-Mobile | Add Equipment. | Minor Modification | Potomac Water Filt. Plant | 91 | 12200 | River Rd | Rockville | RE-2 | WSSC | WSSC | Public | 39.0405 | -77.2537 | Building | 81.3 | 0 | Kevin Forshee | 2011-02-09 | 2011-03-03 | Recommended | WAN006 |  | https://s3.amazonaws.com/montgomerycountytfcg/Applications/201103-12-03.pdf
201103-12-04 | T-Mobile | Add Equipment. | Minor Modification | Democracy Center | 23 | 6903 | Rockledge Dr | Bethesda | CR-1.5 C-1.25 R-0.75 H-200 | G&I X Democracy Center LLC |  | Private | 39.0276 | -77.1405 | Building | 185 | 0 | Kevin Forshee | 2011-02-09 | 2011-03-03 | Recommended | WAN007 |  | https://s3.amazonaws.com/montgomerycountytfcg/Applications/201103-12-04.pdf
201103-12-05 | T-Mobile | Add Equipment. | Minor Modification | National 4-H Council Bldg | 44 | 7100 | Connecticut Ave | Chevy Chase | R-60 | National 4-H Council |  | Private | 38.981 | -77.0788 | Building | 36 | 0 | Kevin Forshee | 2011-02-09 | 2011-03-03 | Recommended | WAN008 |  | https://s3.amazonaws.com/montgomerycountytfcg/Applications/201103-12-05.pdf
201103-12-06 | T-Mobile | Add Equipment. | Minor Modification | Clark Building | 45 | 7500 | Old Georgetown Rd | Bethesda | CR-8.0 | Clark Office Bldg LP |  | Private | 38.985 | -77.0954 | Building | 230 | 0 | Kevin Forshee | 2011-02-09 | 2011-03-03 | Recommended | WAN009 |  | https://s3.amazonaws.com/montgomerycountytfcg/Applications/201103-12-06.pdf
201103-12-07 | T-Mobile | Add Equipment. | Minor Modification | 962 Wayne Ave | 46 | 962 | Wayne Ave | Silver Spring | CR-5.0 | Bsrep II MD Office Wayne LLC |  | Private | 38.9943 | -77.026 | Building | 112 | 0 | Kevin Forshee | 2011-02-09 | 2011-03-03 | Recommended | 7WAN010A |  | https://s3.amazonaws.com/montgomerycountytfcg/Applications/201103-12-07.pdf
201103-12-08 | T-Mobile | Add Equipment. | Minor Modification | Park Montgomery Apts | 26 | 8860 | Piney Branch Rd | Silver Spring | R-H | Park Montgomery Limited Prtnrshp |  | Private | 39.0005 | -76.9917 | Building | 147 | 0 | Kevin Forshee | 2011-02-09 | 2011-03-03 | Recommended | WAN014 |  | https://s3.amazonaws.com/montgomerycountytfcg/Applications/201103-12-08.pdf
201103-12-09 | T-Mobile | Add Equipment. | Minor Modification | NRC Building | 94 | 11555 | Rockville Pike | Rockville | CR-3.0 | U.S. Govt General Svcs Admin | Federal | Public | 39.0469 | -77.1119 | Building | 266 | 0 | Kevin Forshee | 2011-02-09 | 2011-03-03 | Recommended | WAN021 |  | https://s3.amazonaws.com/montgomerycountytfcg/Applications/201103-12-09.pdf
201103-12-10 | T-Mobile | Add Equipment. | Minor Modification | Westwood Towers Apts | 33 | 5401 | Westbard Ave | Bethesda | CRT-3.0 | Housing Opportunities Comm Montgomery County |  | Private | 38.9643 | -77.1062 | Building | 150 | 0 | Kevin Forshee | 2011-02-09 | 2011-03-03 | Recommended | WAN033 |  | https://s3.amazonaws.com/montgomerycountytfcg/Applications/201103-12-10.pdf
201103-12-11 | T-Mobile | Add Equipment. | Minor Modification | Grosvenor House Apts | 14 | 10101 | Grosvenor Pl | Rockville | R-10 | Grosvenor Park |  | Private | 39.0233 | -77.1044 | Building | 174 | 0 | Kevin Forshee | 2011-02-09 | 2011-03-03 | Recommended | WAN034 |  | https://s3.amazonaws.com/montgomerycountytfcg/Applications/201103-12-11.pdf
201103-12-12 | T-Mobile | Add Equipment. | Minor Modification | Writ Building | 39 | 10400 | Connecticut Ave | Kensington | CRT-2.5 | Knowles Associates |  | Private | 39.0271 | -77.077 | Building | 68 | 0 | Kevin Forshee | 2011-02-09 | 2011-03-03 | Recommended | WAN041 |  | https://s3.amazonaws.com/montgomerycountytfcg/Applications/201103-12-12.pdf
201103-12-13 | T-Mobile | Add Equipment. | Minor Modification | Chateau Apartments | 53.01 | 9727 | Mt. Pisgah Rd | Silver Spring | R-H | Hillzo LP |  | Private | 39.0168 | -76.9745 | Building | 159 | 0 | Kevin Forshee | 2011-02-09 | 2011-03-03 | Recommended | WAN043 |  | https://s3.amazonaws.com/montgomerycountytfcg/Applications/201103-12-13.pdf
201103-12-14 | T-Mobile | Add Equipment. | Minor Modification | NIH Bldg 10 | 414 | 10 | Center Dr | Bethesda | R-60 | US Government | Federal | Public | 39.0018 | -77.1042 | Building | 75 | 0 | Kevin Forshee | 2011-02-09 | 2011-03-03 | Recommended | WAN050 |  | https://s3.amazonaws.com/montgomerycountytfcg/Applications/201103-12-14.pdf
201103-12-15 | T-Mobile | Add Equipment. | Minor Modification | Westlake Towers | 155 | 7420 | Westlake Terr | Bethesda | R-H | Westlake Park Condo |  | Private | 39.026 | -77.1508 | Building | 144.5 | 0 | Kevin Forshee | 2011-02-09 | 2011-03-03 | Recommended | WAN051 |  | https://s3.amazonaws.com/montgomerycountytfcg/Applications/201103-12-15.pdf
201103-12-16 | T-Mobile | Add Equipment. | Minor Modification | Village Square Apts | 43.01 | 11927 | Veirs Mill Rd | Silver Spring | R-30 | Kay Management/Louis Grossberg et. al. |  | Private | 39.0525 | -77.0753 | Building | 42 | 0 | Kevin Forshee | 2011-02-09 | 2011-03-03 | Recommended | WAN053 |  | https://s3.amazonaws.com/montgomerycountytfcg/Applications/201103-12-16.pdf
201103-12-17 | T-Mobile | Add Equipment. | Minor Modification | Renaissance Plaza Apts | 16 | 14000 | Castle Blvd | Silver Spring | R-20 | Renaissance Plaza Condo |  | Private | 39.0858 | -76.9419 | Building | 100 | 0 | Kevin Forshee | 2011-02-09 | 2011-03-03 | Recommended | WAN058 |  | https://s3.amazonaws.com/montgomerycountytfcg/Applications/201103-12-17.pdf
201103-12-18 | T-Mobile | Add Equipment. | Minor Modification | Designer Gallery | 420 | 4218 | Howard Ave | Kensington | IM-2.5 | Gary Rosenthal |  | Private | 39.0307 | -77.0832 | Building | 30 | 0 | Kevin Forshee | 2011-02-09 | 2011-03-03 | Recommended | WAN075 |  | https://s3.amazonaws.com/montgomerycountytfcg/Applications/201103-12-18.pdf
201103-12-19 | T-Mobile | Add Equipment. | Minor Modification | Sunrise Apts | 149 | 19310 | Club House Rd | Gaithersburg | R-10 | Sunrise Assisted Living |  | Private | 39.1738 | -77.2027 | Building | 70 | 0 | Kevin Forshee | 2011-02-09 | 2011-03-03 | Recommended | WAN084 |  | https://s3.amazonaws.com/montgomerycountytfcg/Applications/201103-12-19.pdf
201103-12-20 | T-Mobile | Add Equipment. | Minor Modification | Layhill Rd | 242 | 14301 | Layhill Rd | Silver Spring | EOF-1.5, H-75 | Layhill Associates LLC |  | Private | 39.091 | -77.0444 | Building | 24 | 0 | Kevin Forshee | 2011-02-09 | 2011-03-03 | Recommended | WAN086 |  | https://s3.amazonaws.com/montgomerycountytfcg/Applications/201103-12-20.pdf
201103-12-21 | T-Mobile | Add Equipment. | Minor Modification | Wheaton Plaza | 586 | 11160 | Veirs Mill Rd | Wheaton | GR-1.5 | Wheaton Plaza Regional Shopping Center |  | Public | 39.0369 | -77.0548 | Building | 110 | 0 | Kevin Forshee | 2011-02-09 | 2011-03-03 | Recommended | WAN093 |  | https://s3.amazonaws.com/montgomerycountytfcg/Applications/201103-12-21.pdf
201103-12-22 | T-Mobile | Add Equipment. | Minor Modification | Phillips Office Building | 279 | 9420 | Key West Ave | Rockville | LSC-1.0 H-110 T | Key West III LP |  | Private | 39.1029 | -77.1938 | Building | 54.25 | 0 | Kevin Forshee | 2011-02-09 | 2011-03-03 | Recommended | WAN094 |  | https://s3.amazonaws.com/montgomerycountytfcg/Applications/201103-12-22.pdf
201103-12-23 | T-Mobile | Add Equipment. | Minor Modification | Faith Methodist Church | 354 | 6810 | Montrose Rd | Rockville | R-90 | Faith Methodist Church | Church | Private | 39.0536 | -77.1389 | Tower | 22.3 | 0 | Kevin Forshee | 2011-02-09 | 2011-03-03 | Recommended | WAN102 |  | https://s3.amazonaws.com/montgomerycountytfcg/Applications/201103-12-23.pdf
201103-12-24 | T-Mobile | Add Equipment. | Minor Modification | Takoma Business Center | 254 | 6930 | Carroll Ave | Takoma Park | CRT-1.5 C-1.5 R-0.5 H-50 | Takoma Business Center LLC |  | Private | 38.9753 | -77.0141 | Building | 110 | 0 | Kevin Forshee | 2011-02-09 | 2011-03-03 | Recommended | WAN103 |  | https://s3.amazonaws.com/montgomerycountytfcg/Applications/201103-12-24.pdf
201103-12-25 | T-Mobile | Add Equipment. | Minor Modification | Kensington House | 325 | 10225 | Frederick Ave | Kensington | R-10 | Bimblich-Diener & Co LLC |  | Private | 39.0247 | -77.0697 | Building | 83 | 0 | Kevin Forshee | 2011-02-09 | 2011-03-03 | Recommended | WAN104 |  | #https://s3.amazonaws.com/montgomerycountytfcg/Applications/201103-12-25.pdf
201103-12-26 | T-Mobile | Add Equipment. | Minor Modification | Wildwood Medical Center | 367 | 10401 | Old Georgetown Rd | Bethesda | CRT-1.25 | Wildwood Medical Center |  | Private | 39.0265 | -77.1251 | Building | 50 | 0 | Kevin Forshee | 2011-02-09 | 2011-03-03 | Recommended | WAN106 |  | #https://s3.amazonaws.com/montgomerycountytfcg/Applications/201103-12-26.pdf
201103-12-27 | T-Mobile | Add Equipment. | Minor Modification | Postal Training Facility | 233 | 10130 | Democracy Blvd | Potomac | RE-2 | United States Postal Service | Federal | Public | 39.0205 | -77.1864 | Building | 70 | 0 | Kevin Forshee | 2011-02-09 | 2011-03-03 | Recommended | WAN107 |  | #https://s3.amazonaws.com/montgomerycountytfcg/Applications/201103-12-27.pdf
201103-12-28 | T-Mobile | Add Equipment. | Minor Modification | NOAA | 283 | 6100 | Executive Blvd | Rockville | CR-1.5 C-1.5 R-1.0 H-100 | 6100 Executive, LLC |  | Private | 39.0478 | -77.1239 | Building | 100 | 0 | Kevin Forshee | 2011-02-09 | 2011-03-03 | Recommended | WAN110 |  | #https://s3.amazonaws.com/montgomerycountytfcg/Applications/201103-12-28.pdf
201103-12-29 | T-Mobile | Add Equipment. | Minor Modification | St. Patrick's Church | 28 | 4101 | Norbeck Rd | Rockville | RE-1 | St. Patrick's Church | Church | Private | 39.1087 | -77.082 | Building | 75 | 0 | Kevin Forshee | 2011-02-09 | 2011-03-03 | Recommended | WAN112 |  | https://s3.amazonaws.com/montgomerycountytfcg/Applications/201103-12-29.pdf
201103-12-30 | T-Mobile | Add Equipment. | Minor Modification | Shady Grove Medical Center | 401 | 9850 | Key West Ave | Darnestown | CR-1.0 C-0.5 R-1.0 H-150 | HSRE-Cap Med Shady Grove Med Village LLC |  | Private | 39.1004 | -77.2104 | Building | 52 | 0 | Kevin Forshee | 2011-02-09 | 2011-03-03 | Recommended | WAN118 |  | https://s3.amazonaws.com/montgomerycountytfcg/Applications/201103-12-30.pdf
201103-12-31 | T-Mobile | Add Equipment. | Minor Modification | Promenade | 47 | 5225 | Pooks Hill Rd | Bethesda | R-H | Promenade Towers MH Corp |  | Private | 39.0174 | -77.1068 | Building | 193 | 0 | Kevin Forshee | 2011-02-09 | 2011-03-03 | Recommended | WAN125 |  | https://s3.amazonaws.com/montgomerycountytfcg/Applications/201103-12-31.pdf
201103-12-32 | T-Mobile | Add Equipment. | Minor Modification | Rebecca Building | 421 | 10920 | Connecticut Ave | Kensington | R-60 | Rebecca Limited Partnership |  | Private | 39.0353 | -77.0756 | Building | 60 | 0 | Kevin Forshee | 2011-02-09 | 2011-03-03 | Recommended | WAN132 |  | https://s3.amazonaws.com/montgomerycountytfcg/Applications/201103-12-32.pdf
201103-12-33 | T-Mobile | Add Equipment. | Minor Modification | Luther Rice Baptist Church | 81 | 801 | University Blvd | Silver Spring | R-60 | Luther Rice Baptist Church | Church | Private | 39.0317 | -77.0217 | Building | 38 | 0 | Kevin Forshee | 2011-02-09 | 2011-03-03 | Recommended | WAN133 |  | https://s3.amazonaws.com/montgomerycountytfcg/Applications/201103-12-33.pdf
201103-12-34 | T-Mobile | Add Equipment. | Minor Modification | Choice International | 29 | 10750 | Columbia Pike | Silver Spring | CRT-2.25 C-1.5 R-0.75 H-45 | VREC III LO COLESVILLE MEDICAL MOB LLC |  | Private | 39.0324 | -77.0045 | Building | 85 | 0 | Kevin Forshee | 2011-02-09 | 2011-03-03 | Recommended | WAN135 |  | https://s3.amazonaws.com/montgomerycountytfcg/Applications/201103-12-34.pdf
201103-12-35 | T-Mobile | Add Equipment. | Minor Modification | Aldon Building | 202 | 8200 | Wisconsin Ave | Bethesda | CR-3.0 | Alvin I.Brown c/o Aldon Mgmt |  | Private | 38.9919 | -77.0963 | Building | 143 | 0 | Kevin Forshee | 2011-02-09 | 2011-03-03 | Recommended | WAN136 |  | https://s3.amazonaws.com/montgomerycountytfcg/Applications/201103-12-35.pdf
201103-12-36 | T-Mobile | Add Equipment. | Minor Modification | St. Luke Lutheran Church | 5 | 9100 | Colesville Rd | Silver Spring | R-60 | St. Luke Lutheran Church | Church | Private | 39.005 | -77.0238 | Building | 25 | 0 | Kevin Forshee | 2011-02-09 | 2011-03-03 | Recommended | WAN137 |  | https://s3.amazonaws.com/montgomerycountytfcg/Applications/201103-12-36.pdf
201103-12-37 | T-Mobile | Add Equipment. | Minor Modification | Storage USA | 339 | 7722 | Fenton St | Silver Spring | IM-2.5 | ESS Prisa LLC |  | Private | 38.9864 | -77.0231 | Building | 150 | 0 | Kevin Forshee | 2011-02-09 | 2011-03-03 | Recommended | WAN138 |  | https://s3.amazonaws.com/montgomerycountytfcg/Applications/201103-12-37.pdf
201103-12-38 | T-Mobile | Add Equipment. | Minor Modification | Arcola Towers | 374 | 1135 | University Blvd | Silver Spring | R-H | Arcola Towers Rad Limited Partnership | County | Public | 39.0388 | -77.0306 | Building | 122 | 0 | Kevin Forshee | 2011-02-09 | 2011-03-03 | Recommended | WAN139 |  | https://s3.amazonaws.com/montgomerycountytfcg/Applications/201103-12-38.pdf
201103-12-39 | T-Mobile | Add Equipment. | Minor Modification | Faith Baptist Church | 405 | 12907 | Connecticut Ave | Silver Spring | R-60 | Faith Baptist Church | Church | Private | 39.0688 | -77.075 | Building | 27 | 0 | Kevin Forshee | 2011-02-09 | 2011-03-03 | Recommended | WAN183 |  | https://s3.amazonaws.com/montgomerycountytfcg/Applications/201103-12-39.pdf
201103-12-40 | T-Mobile | Add Equipment. | Minor Modification | Loughlin Building | 343 | 4110 | Aspen Hill Rd | Rockville | EOF-1.5 | Loughlin Management |  | Private | 39.08 | -77.0814 | Building | 30 | 0 | Kevin Forshee | 2011-02-09 | 2011-03-03 | Recommended | WAN184 |  | https://s3.amazonaws.com/montgomerycountytfcg/Applications/201103-12-40.pdf
201103-12-41 | T-Mobile | Add equipment. | Minor Modification | Flower Hill SC | 363 | 18200 | Flower Hill Way | Gaithersburg | PNZ | PCO, LP |  | Private | 39.1549 | -77.1654 | Building | 41 | 0 | Kevin Forshee | 2011-02-09 | 2011-03-03 | Recommended | WAN231 |  | https://s3.amazonaws.com/montgomerycountytfcg/Applications/201103-12-41.pdf
201103-12-42 | T-Mobile | Add equipment. | Minor Modification | University Gardens | 292 | 440 | University Blvd | Silver Spring | R-60 | Korean Community Sr. Housing |  | Private | 39.0072 | -76.9972 | Building | 54 | 0 | Kevin Forshee | 2011-02-09 | 2011-03-03 | Recommended | WAN253 |  | https://s3.amazonaws.com/montgomerycountytfcg/Applications/201103-12-42.pdf
201103-12-43 | T-Mobile | Add equipment. | Minor Modification | Core Building | 290 | 12800 | Middlebrook Rd | Germantown | CR-1.25 | Gunners Lake Thirteen LP |  | Private | 39.1767 | -77.2653 | Building | 64 | 0 | Kevin Forshee | 2011-02-09 | 2011-03-03 | Recommended | WAN264 |  | https://s3.amazonaws.com/montgomerycountytfcg/Applications/201103-12-43.pdf
201103-12-44 | T-Mobile | Add equipment. | Minor Modification | Mill Creek Apartments | 404 | 17600 | Sequoia Dr | Gaithersburg | R-30 | Mill Creek Investors LTD PTN |  | Private | 39.1442 | -77.1706 | Building | 32 | 0 | Kevin Forshee | 2011-02-09 | 2011-03-03 | Recommended | WAN265 |  | https://s3.amazonaws.com/montgomerycountytfcg/Applications/201103-12-44.pdf
201103-12-45 | T-Mobile | Add equipment. | Minor Modification | Continental Plaza | 154 | 7101 | Wisconsin Ave | Bethesda | CR-3.0 C-3.0 R-2.75 H-145 | 7101 Wisconsin Owner LLC |  | Private | 38.9803 | -77.0918 | Building | 145 | 0 | Kevin Forshee | 2011-02-09 | 2011-03-03 | Recommended | WAN266 |  | https://s3.amazonaws.com/montgomerycountytfcg/Applications/201103-12-45.pdf
201103-12-46 | T-Mobile | Add equipment. | Minor Modification | Montgomery Towers | 265 | 415 | Silver Spring Ave | Silver Spring | R-10 | Montgomery Towers LLC |  | Private | 38.9933 | -77.0108 | Building | 57 | 0 | Kevin Forshee | 2011-02-09 | 2011-03-03 | Recommended | WAN277 |  | https://s3.amazonaws.com/montgomerycountytfcg/Applications/201103-12-46.pdf
201103-12-47 | T-Mobile | Add equipment. | Minor Modification | Glen Echo Fire Department | 301 | 5920 | Massachusetts Ave | Bethesda | R-60 | Glen Echo Fire Department | Fire | Private | 38.9628 | -77.1208 | Building | 27 | 0 | Kevin Forshee | 2011-02-09 | 2011-03-03 | Recommended | WAN279 |  | https://s3.amazonaws.com/montgomerycountytfcg/Applications/201103-12-47.pdf
201103-12-48 | T-Mobile | Add equipment. | Minor Modification | First Alliance Church | 345 | 14500 | New Hampshire Ave | Silver Spring | R-200 | First Alliance Church | Church | Private | 39.0937 | -77.0023 | Building | 17 | 0 | Kevin Forshee | 2011-02-09 | 2011-03-03 | Recommended | WAN280 |  | https://s3.amazonaws.com/montgomerycountytfcg/Applications/201103-12-48.pdf
201103-12-49 | T-Mobile | Add equipment. | Minor Modification | Parkside Plaza | 255 | 9039 | Sligo Creek Pkwy | Silver Spring | R-10 | Parkside Plaza Condo |  | Private | 39.0042 | -77.0136 | Building | 150 | 0 | Kevin Forshee | 2011-02-09 | 2011-03-03 | Recommended | WAN302 |  | https://s3.amazonaws.com/montgomerycountytfcg/Applications/201103-12-49.pdf
201103-12-50 | T-Mobile | Add equipment. | Minor Modification | Rock Creek Village | 119 | 5504 | Norbeck Rd | Rockville | C-1 | Second American Apen LP |  | Public | 39.095 | -77.1114 | Building | 0 | 0 | Kevin Forshee | 2011-02-09 | 2011-03-03 | Recommended | WAN404 |  | https://s3.amazonaws.com/montgomerycountytfcg/Applications/201103-12-50.pdf
201103-12-51 | T-Mobile | Add equipment. | Minor Modification | Covenant of Life Church | 369 | 7503 | Muncaster Mill Rd | Gaithersburg | RE-1 | Covenant of Life Church | Church | Private | 39.1536 | -77.1511 | Building | 41 | 0 | Kevin Forshee | 2011-02-09 | 2011-03-03 | Recommended | WAN431 |  | https://s3.amazonaws.com/montgomerycountytfcg/Applications/201103-12-51.pdf
201103-12-52 | T-Mobile | Add equipment. | Minor Modification | Woodside Manor | 57 | 2114 | Dexter Ave | Silver Spring | R-10 | Woodside Manor LP |  | Private | 39.0212 | -77.0461 | Building | 75 | 0 | Kevin Forshee | 2011-02-09 | 2011-03-03 | Recommended | 7WAN453D |  | https://s3.amazonaws.com/montgomerycountytfcg/Applications/201103-12-52.pdf
201103-12-53 | T-Mobile | Add equipment. | Minor Modification | Leafy House | 370 | 10000 | Brunswick Ave | Silver Spring | R-60 | Victory Forest LP | County | Public | 39.0199 | -77.0572 | Building | 53 | 0 | Kevin Forshee | 2011-02-09 | 2011-03-03 | Recommended | WAN486 |  | https://s3.amazonaws.com/montgomerycountytfcg/Applications/201103-12-53.pdf
201103-12-54 | T-Mobile | Add Equipment. | Minor Modification | Maplewood Park | 212 | 9707 | Old Georgetown Rd | Bethesda | RT-12.5 | The Maplewood Entities |  | Private | 39.0149 | -77.1161 | Building | 56 | 0 | Kevin Forshee | 2011-02-09 | 2011-03-03 | Recommended | WAN499 |  | https://s3.amazonaws.com/montgomerycountytfcg/Applications/201103-12-54.pdf
201103-12-55 | T-Mobile | Add Equipment. | Minor Modification | National Childrens Center | 434 | 410 | University Blvd West | Silver Spring | R-60 | National Children's Center | County | Public | 39.025 | -77.02 | Building | 24 | 0 | Kevin Forshee | 2011-02-09 | 2011-03-03 | Recommended | WAN531 |  | https://s3.amazonaws.com/montgomerycountytfcg/Applications/201103-12-55.pdf
201103-12-56 | T-Mobile | Add Equipment. | Minor Modification | National Cancer Institute Bldg | 466 | 9609 | Medical Center Dr | Rockville | LSC-1.5 | National Cancer Institute |  | Building | 39.104 | -77.1961 | Building | 123 | 0 | Kevin Forshee | 2011-02-09 | 2011-03-03 | Recommended | WAN872 |  | https://s3.amazonaws.com/montgomerycountytfcg/Applications/201103-12-56.pdf
201103-12-57 | T-Mobile | Add Equipment. | Minor Modification | Adventist Hospital | 329 | 7600 | Carroll Ave | Takoma Park | R-60 | Adventist Health Care Mid-Atl |  | Private | 38.9852 | -77.0014 | Building | 82 | 0 | Kevin Forshee | 2011-02-09 | 2011-03-03 | Recommended | WAS230 |  | https://s3.amazonaws.com/montgomerycountytfcg/Applications/201103-12-57.pdf
201103-12-58 | T-Mobile | Add Equipment. | Minor Modification | Chevy Chase Building | 18 | 5530 | Wisconsin Ave | Chevy Chase | CR-3.0 C-2.0 R-2.75 H-90 T | Friendship Propertie |  | Private | 38.9648 | -77.0883 | Building | 160 | 0 | Kevin Forshee | 2011-02-09 | 2011-03-03 | Recommended | WDC027 |  | https://s3.amazonaws.com/montgomerycountytfcg/Applications/201103-12-58.pdf
201103-04 | T-Mobile | New Monopole | New | Twin Farms Swim Club | 406 | 1200 | Fairland Rd | Silver Spring | R-200 | Twin Farms Club Inc. |  | Private | 39.0789 | -76.9861 | Monopole | 125 | 0 |  | 2011-01-28 | 2011-05-06 | Recommended | WAN 286 |  | https://s3.amazonaws.com/montgomerycountytfcg/Applications/201103-04.pdf
201103-05 | T-Mobile | New Monopole | New | Good Hope Gardens | 282 | 14911 | Good Hope Rd | Silver Spring | RE-2C | Thao Thanh Bui |  | Private | 39.0997 | -76.9819 | Monopole | 153 | 0 |  | 2011-01-28 | 2011-04-08 | Recommended | WAN 233D |  | https://s3.amazonaws.com/montgomerycountytfcg/Applications/201103-05.pdf
201103-06 | T-Mobile | New Monopole | New | Gibson Monopole | 407 | 2815 | Cabin Creek Rd | Burtonsville | RE-1 | Ralph Gibson |  | Private | 39.0981 | -76.9531 | Monopole | 115 | 0 |  | 2011-01-28 | 2011-05-06 | Recommended | WAN291 |  | https://s3.amazonaws.com/montgomerycountytfcg/Applications/201103-06.pdf
201103-07 | T-Mobile | New Monopole | New | Ammerman Monopole | 425 | 19100 | Wasche Rd | Dickerson | AR | John D. Ammerman |  | Private | 39.1697 | -77.4478 | Monopole | 150 | 0 |  | 2011-01-28 | 2011-03-03 | Recommended | WAN251 |  | https://s3.amazonaws.com/montgomerycountytfcg/Applications/201103-07.pdf
201103-03 | FiberTower | Dish Antenna | Colocation | Public Storage Prosperity | 402 | 12355 | Prosperity Dr | Silver Spring | CR-0.75 C-0.75 R-0.25 H-75 | Public Storage LP |  | Private | 39.0579 | -76.9655 | Monopole | 140 | 0 |  | 2011-01-21 | 2011-02-02 | Recommended | WDC4265 |  | https://s3.amazonaws.com/montgomerycountytfcg/Applications/201103-03.pdf
201103-01 | T-Mobile | New Tower | New | Sunshine Farm | 448 | 22611 | Georgia Ave | Brookeville | RC | Sunshine Farm LLC |  | Private | 39.2264 | -77.0564 | Monopole | 124 | 0 |  | 2011-01-14 | 2011-02-02 | Recommended | WAN576D |  | https://s3.amazonaws.com/montgomerycountytfcg/Applications/201103-01.pdf
201103-02 | IMF | New Monopole | New | Bretton Woods | 327 | 15700 | River Rd | Germantown | RC | International Monetary Fund |  | Public | 39.0762 | -77.3281 | Monopole | 131 | 0 |  | 2011-01-14 | 2011-03-03 | Recommended | Brentwood |  | https://s3.amazonaws.com/montgomerycountytfcg/Applications/201103-02.pdf
201102-04 | T-Mobile | New Monopole | New | Northlake Apts | 413 | 14001 | Grey Eagle Ct | Germantown | PD-9 | ERP Operating Limited Partnership |  | Private | 39.1667 | -77.2639 | Monopole | 95 | 0 |  | 2010-12-28 | 2011-02-02 | Recommended | WAN101A |  | https://s3.amazonaws.com/montgomerycountytfcg/Applications/201102-04.pdf
201102-05 | T-Mobile | New Monopole | New | Andrews Monopole | 436 | 18420 | Whites Ferry Rd | Poolesville | AR | Milton D and Patsy J Milton |  | Private | 39.1319 | -77.3872 | Monopole | 120 | 0 |  | 2010-12-28 | 2011-02-02 | Recommended | WAN588 |  | https://s3.amazonaws.com/montgomerycountytfcg/Applications/201102-05.pdf
201102-03 | AT&T Wireless | Existing Monopole | Colocation | Gate of Heaven | 116 | 13801 | Georgia Ave | Silver Spring | RE-2 | ROMAN CATHOLIC ARCHDIOCESE OF WASHINGTON |  | Private | 39.0877 | -77.0706 | Monopole | 190.5 | 0 |  | 2010-12-27 | 2011-02-02 | Recommended | Needwood |  | https://s3.amazonaws.com/montgomerycountytfcg/Applications/201102-03.pdf
201102-01 | AT&T Wireless | Existing Monopole - N/A: see comments | Colocation | Hungerford Property | 244 | 14615 | Clopper Rd | Boyds | IM-0.25 H-50 | Walter Hungerford & Sons |  | Private | 39.1824 | -77.3029 | Monopole | 150 | 0 |  | 2010-12-21 | 2010-12-22 | Withdrawn | Boyds
201102-02 | AT&T Wireless | Existing Monopole | Colocation | Gymkhana Club | 56 | 14100 | River Rd | Rockville | RE-2 | River Road Development Inc |  | Private | 39.063 | -77.2925 | Monopole | 143.6 | 0 |  | 2010-12-21 | 2011-01-05 | Recommended | Blockhouse Point |  | https://s3.amazonaws.com/montgomerycountytfcg/Applications/201102-02.pdf
201101-04 | T-Mobile | Antenna Changeout | Minor Modification | Haights Branch Tower | 112 | 5229 | Damascus Rd | Gaithersburg | AR | LECHLIDER DOUGLAS E & ROBIN L |  | Private | 39.2431 | -77.101 | Tower | 225 | 0 |  | 2010-12-02 | 2011-01-05 | Recommended | Gaithersburg |  | https://s3.amazonaws.com/montgomerycountytfcg/Applications/201101-04.pdf
201101-01 | LightSquared | Existing Monopole | Colocation | Bethesda Country Club | 51.01 | 7601 | Bradley Blvd | Bethesda | R-200 | Bethesda Country Club |  | Private | 39.0153 | -77.1501 | Monopole | 150 | 0 |  | 2010-11-19 | 2010-12-01 | Recommended | TMUSMDWADC0475-C1 |  | https://s3.amazonaws.com/montgomerycountytfcg/Applications/201101-01.pdf
201101-02 | LightSquared | Existing Monopole | Colocation | Baptist Home | 147 | 6301 | Greentree Rd | Bethesda | R-60 | Baptist Home for Children |  | Private | 39.0026 | -77.1273 | Monopole | 120 | 0 |  | 2010-11-19 | 2011-03-25 | Withdrawn | TMUSMDWADC0234-C1
201101-03 | LightSquared | Existing Water Tank | Colocation | Colesville Tank | 138 | 2201 | Industrial Pkwy | Silver Spring | CR-1.0 C-1.0 R-0.5 H-220 | WSSC | WSSC | Public | 39.0495 | -76.9633 | Water Tank | 216 | 0 |  | 2010-11-19 | 2011-01-05 | Recommended | TMUSMDWADC0448-C1 |  | https://s3.amazonaws.com/montgomerycountytfcg/Applications/201101-03.pdf
201012-06 | T-Mobile | Existing Transmission Pole | Colocation | Pepco 629-N | 297.02 | 13622 | Travilah Rd | North Potomac | R-200 | Pepco | Pepco | Private | 39.081 | -77.2459 | Tower | 122.5 | 0 |  | 2010-11-03 | 2010-12-01 | Recommended | 7WAN294A |  | https://s3.amazonaws.com/montgomerycountytfcg/Applications/201012-06.pdf
201012-07 | T-Mobile | Existing Tower | Colocation | Carver Tower | 124 | 2647 | W University Blvd | Silver Spring | CR-5.0 C-4.5 R-4.5 H-130 | Bajwa Property Management LLC |  | Private | 39.0407 | -77.0549 | Tower | 275 | 0 |  | 2010-11-03 | 2010-12-01 | Recommended | 7WAN013A |  | https://s3.amazonaws.com/montgomerycountytfcg/Applications/201012-07.pdf
201012-05 | T-Mobile | Existing Building | Colocation | Phillips Office Building | 279 | 9420 | Key West Ave | Rockville | LSC-1.0 H-110 T | Key West III LP |  | Private | 39.1029 | -77.1938 | Building | 54.25 | 0 |  | 2010-11-03 | 2010-12-01 | Recommended | 7WAN094C |  | https://s3.amazonaws.com/montgomerycountytfcg/Applications/201012-05.pdf
201012-04 | AT&T Wireless | Colocation | Colocation | Madeira DAS | 55 | 10010 | Oaklyn Dr | Potomac | RE-2C | WSSC | WSSC | Public | 38.9951 | -77.2038 | Monopole | 130 | 0 |  | 2010-10-25 | 2010-11-03 | Recommended | Madeira/Node MAD 16 |  | https://s3.amazonaws.com/montgomerycountytfcg/Applications/201012-04.pdf
201012-03 | T-Mobile | Dish Antennas | Minor Modification | Steinberg Silo | 318 | 15021 | Dufief Mill Rd | Gaithersburg | R-200 | Chabad Lubavitch of Upper Montgomery County |  | Private | 39.1027 | -77.2234 | Building | 61 | 0 |  | 2010-10-21 | 2010-11-03 | Recommended | 7WAN115D |  | https://s3.amazonaws.com/montgomerycountytfcg/Applications/201012-03.pdf
201012-02 | T-Mobile | Existing Building | Minor Modification | Arcola Towers | 374 | 1135 | University Blvd | Silver Spring | R-H | Arcola Towers Rad Limited Partnership | County | Public | 39.0388 | -77.0306 | Building | 122 | 0 |  | 2010-10-21 | 2010-11-03 | Recommended | 7WAN139F |  | https://s3.amazonaws.com/montgomerycountytfcg/Applications/201012-02.pdf
201012-01 | T-Mobile | Panel Antennas | Colocation | Parkside Plaza | 255 | 9039 | Sligo Creek Pkwy | Silver Spring | R-10 | Parkside Plaza Condo |  | Private | 39.0042 | -77.0136 | Building | 150 | 0 |  | 2010-10-21 | 2010-11-03 | Recommended | 7WAN302C |  | https://s3.amazonaws.com/montgomerycountytfcg/Applications/201012-01.pdf
201011-30 | AT&T Wireless | Panel Antennas | Minor Modification | Postal Training Facility | 233 | 10130 | Democracy Blvd | Potomac | RE-2 | United States Postal Service | Federal | Public | 39.0205 | -77.1864 | Building | 70 | 0 |  | 2010-10-13 | 2010-11-03 | Recommended | Irongate |  | https://s3.amazonaws.com/montgomerycountytfcg/Applications/201011-30.pdf
201011-28 | AT&T Wireless | LTE Antennas | Minor Modification | Bethesda Country Club | 51.01 | 7601 | Bradley Blvd | Bethesda | R-200 | Bethesda Country Club |  | Private | 39.0153 | -77.1501 | Monopole | 150 | 0 |  | 2010-10-11 | 2010-11-03 | Recommended | WWDC Tower |  | https://s3.amazonaws.com/montgomerycountytfcg/Applications/201011-28.pdf
201011-29 | AT&T Wireless | LTE Antennas | Minor Modification | Bullis Prep School | 22 | 10601 | Falls Rd | Potomac | RE-2 | The Bullis School Inc. | School | Private | 39.0296 | -77.1945 | Monopole | 130 | 0 |  | 2010-10-11 | 2010-11-03 | Recommended | Potomac Bullis |  | https://s3.amazonaws.com/montgomerycountytfcg/Applications/201011-29.pdf
201011-15 | AT&T Wireless | LTE Antennas | Minor Modification | Westmoreland Church | 61 | 1 | Westmoreland Cir | Bethesda | R-60 | Westmoreland Cong. Church | Church | Private | 38.9494 | -77.1017 | Building | 35 | 0 |  | 2010-10-08 | 2010-11-03 | Recommended | Westmoreland Cong Church |  | https://s3.amazonaws.com/montgomerycountytfcg/Applications/201011-15.pdf
201011-16 | AT&T Wireless | LTE Antennas | Minor Modification | Sarem Farm | 50 | 15901 | Columbia Pike | Burtonsville | RC | Jennifer Sarem |  | Private | 39.118 | -76.9292 | Monopole | 150 | 0 |  | 2010-10-08 | 2010-11-03 | Recommended | Sarem Farm |  | https://s3.amazonaws.com/montgomerycountytfcg/Applications/201011-16.pdf
201011-17 | AT&T Wireless | LTE Antennas | Minor Modification | Kenwood Country Club | 30 | 5601 | River Rd | Bethesda | R-90 | Kenwood Country Club |  | Private | 38.9766 | -77.1142 | Tower | 230 | 0 |  | 2010-10-08 | 2010-11-03 | Recommended | Radnor Rd |  | https://s3.amazonaws.com/montgomerycountytfcg/Applications/201011-17.pdf
201011-18 | AT&T Wireless | LTE Antennas | Minor Modification | Fire Station 33 | 37 | 11430 | Falls Rd | Potomac | R-200 | Rockville Volunteer Fire Dept. | Fire | Private | 39.0437 | -77.1939 | Monopole | 150 | 0 |  | 2010-10-08 | 2010-11-03 | Recommended | Potomac |  | https://s3.amazonaws.com/montgomerycountytfcg/Applications/201011-18.pdf
201011-19 | AT&T Wireless | LTE Antennas | Minor Modification | Wayne Manchester Towers | 229.1 | 75 | Wayne Ave E | Silver Spring | R-10 | Wayne Manchester Limited Partnership |  | Private | 39.0001 | -77.0082 | Building | 72 | 0 |  | 2010-10-08 | 2010-11-03 | Recommended | Plymouth |  | https://s3.amazonaws.com/montgomerycountytfcg/Applications/201011-19.pdf
201011-20 | AT&T Wireless | LTE Antennas | Minor Modification | Park Montgomery II | 239 | 8830 | Piney Branch Rd | Silver Spring | R-10 | Pineway Towers Condominium Inc |  | Private | 39.0003 | -76.9928 | Building | 102.5 | 0 |  | 2010-10-08 | 2010-11-03 | Recommended | Piney Branch |  | https://s3.amazonaws.com/montgomerycountytfcg/Applications/201011-20.pdf
201011-21 | AT&T Wireless | LTE Antennas | Minor Modification | MDOT-Kensington | 77 | 9200 | Kensington Pkwy | Kensington | R-90 | MDOT / State Hwy Admin. |  | Private | 39.0077 | -77.075 | Monopole | 160 | -1 |  | 2010-10-08 | 2010-11-03 | Recommended | North Chase |  | https://s3.amazonaws.com/montgomerycountytfcg/Applications/201011-21.pdf
201011-22 | AT&T Wireless | LTE Antennas | Minor Modification | Promenade | 47 | 5225 | Pooks Hill Rd | Bethesda | R-H | Promenade Towers MH Corp |  | Private | 39.0174 | -77.1068 | Building | 193 | 0 |  | 2010-10-08 | 2010-11-03 | Recommended | Maplewood |  | https://s3.amazonaws.com/montgomerycountytfcg/Applications/201011-22.pdf
201011-23 | AT&T Wireless | LTE Antennas | Minor Modification | Maplewood Park | 212 | 9707 | Old Georgetown Rd | Bethesda | RT-12.5 | The Maplewood Entities |  | Private | 39.0149 | -77.1161 | Building | 56 | 0 |  | 2010-10-08 | 2010-11-03 | Recommended | Lone Oak |  | https://s3.amazonaws.com/montgomerycountytfcg/Applications/201011-23.pdf
201011-24 | AT&T Wireless | LTE Antennas | Minor Modification | Grosvenor House Apts | 14 | 10101 | Grosvenor Pl | Rockville | R-10 | Grosvenor Park |  | Private | 39.0233 | -77.1044 | Building | 174 | 0 |  | 2010-10-08 | 2010-11-03 | Recommended | Grosvenor Tower |  | https://s3.amazonaws.com/montgomerycountytfcg/Applications/201011-24.pdf
201011-25 | AT&T Wireless | LTE Antennas | Minor Modification | Silver Spring VFD | 320 | 111 | University Blvd East | Silver Spring | R-60 | Silver Spring VFD | Fire | Private | 39.0174 | -77.0072 | Tower | 73 | 0 |  | 2010-10-08 | 2010-11-03 | Recommended | Four Corners |  | https://s3.amazonaws.com/montgomerycountytfcg/Applications/201011-25.pdf
201011-26 | AT&T Wireless | LTE Antennas | Minor Modification | MDOT-Rockville | 73 |  | I-270 & Montrose Rd | Rockville | R-90 | MDOT / State Hwy Admin. | State | Public | 39.0579 | -77.1537 | Monopole | 140 | -1 |  | 2010-10-08 | 2010-11-03 | Recommended | Fortune Park |  | https://s3.amazonaws.com/montgomerycountytfcg/Applications/201011-26.pdf
201011-27 | AT&T Wireless | LTE Antennas | Minor Modification | Bethesda VFD 26 | 114 | 6700 | Democracy Blvd | Bethesda | R-90 | Bethesda Vol. Fire Dept. |  | Private | 39.021 | -77.1378 | Monopole | 150 | 0 |  | 2010-10-08 | 2010-11-03 | Recommended | Democracy |  | https://s3.amazonaws.com/montgomerycountytfcg/Applications/201011-27.pdf
201011-14 | AT&T Wireless | LTE Antennas | Minor Modification | Baptist Home | 147 | 6301 | Greentree Rd | Bethesda | R-60 | Baptist Home for Children |  | Private | 39.0026 | -77.1273 | Monopole | 120 | 0 |  | 2010-10-07 | 2010-11-03 | Recommended | Bradley Hills |  | https://s3.amazonaws.com/montgomerycountytfcg/Applications/201011-14.pdf
201011-13 | AT&T Wireless | LTE Antennas | Minor Modification | Seventh Day Adventist | 317 | 12501 | Old Columbia Pike | Silver Spring | EOF-1.5 | Seventh Day Adventists |  | Private | 39.0616 | -76.9656 | Building | 30 | 0 |  | 2010-10-06 | 2010-11-03 | Recommended | Seventh Day |  | https://s3.amazonaws.com/montgomerycountytfcg/Applications/201011-13.pdf
201011-12 | Clearwire | Dish Antennas | Colocation | Carver Tower | 124 | 2647 | W University Blvd | Silver Spring | CR-5.0 C-4.5 R-4.5 H-130 | Bajwa Property Management LLC |  | Private | 39.0407 | -77.0549 | Tower | 275 | 0 |  | 2010-10-04 | 2010-11-03 | Recommended | MDWSH065 |  | https://s3.amazonaws.com/montgomerycountytfcg/Applications/201011-12.pdf
201011-11 | BG&E | Existing Monopole | Colocation | Quail Hill Farms | 90 | 301 | Quailhill Drive | Brookeville | R | Andrew Austin |  | Private | 39.1628 | -77.0056 | Monopole | 170 | 0 |  | 2010-10-01 | 2010-12-01 | Recommended | Ashton II |  | https://s3.amazonaws.com/montgomerycountytfcg/Applications/201011-11.pdf
201011-10 | Verizon Wireless | Antenna Change Out | Minor Modification | Damascus Tower | 78 | 26149 | Ridge Rd | Damascus | CRT-1.75 C-1.0 R-0.75 H-55 T | Montgomery County | County | Public | 39.2864 | -77.2069 | Tower | 260 | 0 |  | 2010-09-30 | 2010-11-03 | Recommended | Damascus |  | https://s3.amazonaws.com/montgomerycountytfcg/Applications/201011-10.pdf
201011-09 | Clearwire | Dish Antenna | Minor Modification | Washingtonian | 181 | 9701 | Fields Rd | Gaithersburg | R-10 | Washingtonian Tower Condominium Inc. |  | Private | 39.1149 | -77.1994 | Building | 235 | 0 |  | 2010-09-27 | 2010-10-06 | Recommended | MDWSH022 |  | https://s3.amazonaws.com/montgomerycountytfcg/Applications/201011-09.pdf
201011-03 | AT&T Wireless | LTE Antennas | Minor Modification | Pepco 659-S | 347 | 0 | Tuckerman Ln | Potomac | R-90 | Pepco | Pepco | Private | 39.0424 | -77.1663 | Tower | 148 | 0 |  | 2010-09-23 | 2010-10-06 | Recommended | Sevenlocks |  | https://s3.amazonaws.com/montgomerycountytfcg/Applications/201011-03.pdf
201011-04 | T-Mobile | LTE Antennas | Minor Modification | Miller Company Bldg | 309 | 4701 | Sangamore Rd | Bethesda | NR-0.75 H-45 | WC & AN Miller Development Co |  | Private | 38.9498 | -77.1194 | Building | 51.5 | 0 |  | 2010-09-23 | 2010-10-06 | Recommended | Pioneer |  | https://s3.amazonaws.com/montgomerycountytfcg/Applications/201011-04.pdf
201011-05 | T-Mobile | LTE Antennas | Colocation | Pepco 652-N | 215 | 12200 | Falls Rd | Potomac | CRT-2.25 | Pepco | Pepco | Private | 39.055 | -77.181 | Tower | 146 | 0 |  | 2010-09-23 | 2010-10-06 | Recommended | Mistwood |  | https://s3.amazonaws.com/montgomerycountytfcg/Applications/201011-05.pdf
201011-06 | T-Mobile | LTE Antennas | Minor Modification | Claridge House Apts | 179 | 2445 | Lyttonsville Rd | Silver Spring | CRT-1.25, C-0.25, R-1.25, H-150 | C & C Apartments Assoc LP |  | Private | 39 | -77.0525 | Building | 125 | 0 |  | 2010-09-23 | 2010-10-06 | Recommended | Claridge House |  | https://s3.amazonaws.com/montgomerycountytfcg/Applications/201011-06.pdf
201011-07 | T-Mobile | Existing Tower | Colocation | CSX Tower | 54 | 2701 | Forest Glen Rd | Kensington | R-60 | United States of America |  | Private | 39.0146 | -77.0553 | Tower | 69 | 0 |  | 2010-09-23 | 2010-10-06 | Recommended | Washington Temple |  | https://s3.amazonaws.com/montgomerycountytfcg/Applications/201011-07.pdf
201011-08 | T-Mobile | Existing Building | Colocation | Aldon Building | 202 | 8200 | Wisconsin Ave | Bethesda | CR-3.0 | Alvin I.Brown c/o Aldon Mgmt |  | Private | 38.9919 | -77.0963 | Building | 143 | 0 |  | 2010-09-23 | 2010-10-06 | Recommended | Battery Lane |  | https://s3.amazonaws.com/montgomerycountytfcg/Applications/201011-08.pdf
201011-01 | T-Mobile | New Monopole | New | Whites Farm | 432 | 22531 | Wildcat Rd | Germantown | AR | Kay Harding White and William White |  | Private | 39.2244 | -77.2033 | Monopole | 120 | 0 |  | 2010-09-21 | 2010-10-06 | Recommended | WAN300 |  | https://s3.amazonaws.com/montgomerycountytfcg/Applications/201011-01.pdf
201011-02 | T-Mobile | New Monopole | New | Sligo Middle School | 418 | 1401 | Dennis Ave | Silver Spring | R-60 | MCPS | School | Public | 39.0275 | -77.0328 | Monopole | 130 | 0 |  | 2010-09-21 | 2010-10-06 | Recommended | WAN301J |  | https://s3.amazonaws.com/montgomerycountytfcg/Applications/201011-02.pdf
201010-19 | T-Mobile | Antenna Change Out | Minor Modification | Argyle Country Club | 111 | 14600 | Argyle Club Rd | Silver Spring | RE-2 | Argyle Land Company |  | Private | 39.0961 | -77.0526 | Monopole | 125 | 0 |  | 2010-09-15 | 2010-10-06 | Recommended | WAN076 |  | https://s3.amazonaws.com/montgomerycountytfcg/Applications/201010-19.pdf
201010-20 | T-Mobile | Antenna Change Out | Minor Modification | White Oak Towers Apts | 32 | 11700 | Old Columbia Pike | Silver Spring | R-10 | Old Columbia Pike Ltd. |  | Private | 39.0494 | -76.9805 | Building | 189 | 0 |  | 2010-09-15 | 2010-10-06 | Recommended | 7WAN354A |  | https://s3.amazonaws.com/montgomerycountytfcg/Applications/201010-20.pdf
201010-21 | T-Mobile | Antenna Change Out | Minor Modification | Rinaldi Property | 24 | 15700 | Georgia Ave | Olney | R-200 | Patricia V Rinaldi |  | Private | 39.1159 | -77.0745 | Monopole | 120 | 0 |  | 2010-09-15 | 2010-10-06 | Recommended | WAN163 |  | https://s3.amazonaws.com/montgomerycountytfcg/Applications/201010-21.pdf
201010-22 | AT&T Wireless | LTE Antennas | Minor Modification | Democracy Center | 23 | 6903 | Rockledge Dr | Bethesda | CR-1.5 C-1.25 R-0.75 H-200 | G&I X Democracy Center LLC |  | Private | 39.0276 | -77.1405 | Building | 185 | 0 |  | 2010-09-15 | 2010-10-06 | Recommended | Rockledge Center |  | https://s3.amazonaws.com/montgomerycountytfcg/Applications/201010-22.pdf
201010-23 | AT&T Wireless | LTE Antennas | Minor Modification | Westlake Towers | 155 | 7420 | Westlake Terr | Bethesda | R-H | Westlake Park Condo |  | Private | 39.026 | -77.1508 | Building | 144.5 | 0 |  | 2010-09-15 | 2010-10-06 | Recommended | Arizona Circle |  | https://s3.amazonaws.com/montgomerycountytfcg/Applications/201010-23.pdf
201010-24 | AT&T Wireless | LTE Antennas | Minor Modification | Renaissance Plaza Apts | 16 | 14000 | Castle Blvd | Silver Spring | R-20 | Renaissance Plaza Condo |  | Private | 39.0858 | -76.9419 | Building | 100 | 0 |  | 2010-09-15 | 2010-10-06 | Recommended |  |  | https://s3.amazonaws.com/montgomerycountytfcg/Applications/201010-24.pdf
201010-25 | AT&T Wireless | LTE Antennas | Minor Modification | Crescent Bldg | 84 | 4600 | East-West Hwy | Bethesda | CR-5.0 C-5.0 R-4.75 H-175 | Bethesda Crescent 4600 CO Limited Prtnrship |  | Private | 38.9845 | -77.0929 | Building | 128.83 | 0 |  | 2010-09-15 | 2010-10-06 | Recommended | Crescent |  | https://s3.amazonaws.com/montgomerycountytfcg/Applications/201010-25.pdf
201010-26 | AT&T Wireless | LTE Antennas | Minor Modification | Verizon Building | 36 | 13100 | Columbia Pike | Silver Spring | EOF-0.75 H-100 T | Chesapeake and Potomac Tele Co MD |  | Private | 39.0713 | -76.9589 | Building | 68 | 0 |  | 2010-09-15 | 2010-10-06 | Recommended | Fairland |  | https://s3.amazonaws.com/montgomerycountytfcg/Applications/201010-26.pdf
201010-27 | AT&T Wireless | LTE Antennas | Colocation | World Building Tower | 173 | 8121 | Georgia Ave | Silver Spring | CR-3.0 C-3.0 R-3.0 H-130 | World Building LLC |  | Private | 38.9911 | -77.0261 | Building | 117 | 0 |  | 2010-09-15 | 2010-10-06 | Recommended | Sligo |  | https://s3.amazonaws.com/montgomerycountytfcg/Applications/201010-27.pdf
201010-28 | AT&T Wireless | LTE Antennas | Minor Modification | Continental Plaza | 154 | 7101 | Wisconsin Ave | Bethesda | CR-3.0 C-3.0 R-2.75 H-145 | 7101 Wisconsin Owner LLC |  | Private | 38.9803 | -77.0918 | Building | 145 | 0 |  | 2010-09-15 | 2010-10-06 | Recommended | Strathmore |  | https://s3.amazonaws.com/montgomerycountytfcg/Applications/201010-28.pdf
201010-29 | AT&T Wireless | LTE Antennas | Minor Modification | Park Ritchie Apts | 48 | 7600 | Maple Ave | Takoma Park | R-10 | Park Ritchie LLC |  | Private | 38.9839 | -77.008 | Building | 151 | 0 |  | 2010-09-15 | 2010-10-06 | Recommended | Takoma Park |  | https://s3.amazonaws.com/montgomerycountytfcg/Applications/201010-29.pdf
201010-30 | AT&T Wireless | LTE Antennas | Minor Modification | Takoma Tower | 27 | 7051 | Carroll Ave | Takoma Park | NR-0.75 H-50 | Takoma Tower LP | County | Public | 38.9747 | -77.0105 | Building | 109.1 | 0 |  | 2010-09-15 | 2010-10-06 | Recommended | Tulip Ave |  | https://s3.amazonaws.com/montgomerycountytfcg/Applications/201010-30.pdf
201010-31 | AT&T Wireless | LTE Antennas | Minor Modification | Wessling | 310 | 6931 | Arlington Rd | Bethesda | CRT-2.25 | Greater Northest LLC |  | Private | 38.9785 | -77.0981 | Building | 55 | 0 |  | 2010-09-15 | 2010-10-06 | Recommended | Wessling |  | https://s3.amazonaws.com/montgomerycountytfcg/Applications/201010-31.pdf
201010-32 | AT&T Wireless | LTE Antennas | Minor Modification | Rock Creek | 304 | 8630 | Fenton St | Silver Spring | CR-6.0 C-6.0 R-6.0 H-260 | Gudelsky Co |  | Private | 38.9979 | -77.0285 | Building | 143 | 0 |  | 2010-09-15 | 2010-10-06 | Recommended | Rock Creek |  | https://s3.amazonaws.com/montgomerycountytfcg/Applications/201010-32.pdf
201010-33 | AT&T Wireless | LTE Antenna | Minor Modification | Goldsboro Rd Site | 129 | 6400 | Goldsboro Rd | Bethesda | CRT-0.75 C-0.75 R-0.25 H-35 | 6400 Goldsboro LLC |  | Private | 38.9701 | -77.1296 | Building | 55.8 | 0 |  | 2010-09-15 | 2010-10-06 | Recommended | Glen Echo |  | https://s3.amazonaws.com/montgomerycountytfcg/Applications/201010-33.pdf
201010-34 | AT&T Wireless | LTE Antennas | Minor Modification | Cabin John Water Tank | 132 | 6711 | Tomlinson Terr | Cabin John | R-200 | WSSC | WSSC | Public | 38.9782 | -77.1597 | Water Tank | 133.5 | 0 |  | 2010-09-15 | 2010-10-06 | Recommended | Cabin John |  | https://s3.amazonaws.com/montgomerycountytfcg/Applications/201010-34.pdf
201010-35 | Verizon Wireless | Existing Monopole | Colocation | Weitzer Property | 123 | 0 | Sugarland Rd | Poolesville | AR | BLUFFING GOAT FARM LLC |  | Private | 39.0857 | -77.3982 | Monopole | 195 | 0 |  | 2010-09-15 | 2010-10-06 | Recommended | CHISEL |  | https://s3.amazonaws.com/montgomerycountytfcg/Applications/201010-35.pdf
201010-17 | Clearwire | Existing Water Tank | Colocation | Brink Water Tank | 87 | 21701 | Ridge Rd | Germantown | AR | WSSC | WSSC | Public | 39.2126 | -77.238 | Water Tank | 124 | 0 |  | 2010-09-14 | 2010-10-06 | Recommended | MDWSH003 |  | https://s3.amazonaws.com/montgomerycountytfcg/Applications/201010-17.pdf
201010-18 | FLO TV | Tower Extension | New | Airpark Industrial Center | 83 | 7707 | Airpark Rd | Gaithersburg | IL-1.0 H-50 | Crown Atlantic Co LLC |  | Private | 39.1715 | -77.1578 | Monopole | 120 | 0 |  | 2010-09-14 | 2010-10-06 | Withdrawn | WAS021
201010-04 | Verizon Wireless | Existing Monopole | Colocation | Wheaton Park Maint. Yard | 65 | 12012 | Alpert Ln | Silver Spring | R-90 | M-NCPPC | AT&T | Public | 39.0532 | -77.0286 | Monopole | 180 | 0 |  | 2010-09-10 | 2010-10-06 | Recommended | Kemp Mill |  | https://s3.amazonaws.com/montgomerycountytfcg/Applications/201010-04.pdf
201010-05 | Clearwire | Existing Building | Colocation | Arcola Towers | 374 | 1135 | University Blvd | Silver Spring | R-H | Arcola Towers Rad Limited Partnership | County | Public | 39.0388 | -77.0306 | Building | 122 | 0 |  | 2010-09-10 | 2010-10-06 | Recommended | MDWSH070 |  | https://s3.amazonaws.com/montgomerycountytfcg/Applications/201010-05.pdf
201010-06 | AT&T Wireless | Penal Antennas | Minor Modification | Hampshire Towers | 326 | 7401 | New Hampshire Ave | Takoma Park | CRT-2.0, C-0.5, R-1.5, H-130 | Oxon Equities Corp |  | Private | 38.9834 | -76.9872 | Building | 95.83 | 0 |  | 2010-09-10 | 2010-10-06 | Recommended | Gail Brenner |  | https://s3.amazonaws.com/montgomerycountytfcg/Applications/201010-06.pdf
201010-07 | AT&T Wireless | Panel Antennas | Minor Modification | Woodside Water Tank | 1 | 1945 | Seminary Pl | Silver Spring | R-60 | WSSC | WSSC | Public | 39.0099 | -77.0425 | Water Tank | 117 | 0 |  | 2010-09-10 | 2010-10-06 | Recommended | Boyer Place |  | https://s3.amazonaws.com/montgomerycountytfcg/Applications/201010-07.pdf
201010-08 | AT&T Wireless | Panel Antennas | Minor Modification | Bradley Water Tank 2 | 72.02 | 5603 | Radnor Rd | Bethesda | R-90 | WSSC | WSSC | Public | 38.9801 | -77.1136 | Water Tank | 106 | 0 |  | 2010-09-10 | 2010-10-06 | Recommended | Kenwood |  | https://s3.amazonaws.com/montgomerycountytfcg/Applications/201010-08.pdf
201010-09 | AT&T Wireless | Panel Antennas | Minor Modification | Choice International | 29 | 10750 | Columbia Pike | Silver Spring | CRT-2.25 C-1.5 R-0.75 H-45 | VREC III LO COLESVILLE MEDICAL MOB LLC |  | Private | 39.0324 | -77.0045 | Building | 85 | 0 |  | 2010-09-10 | 2010-10-06 | Recommended | Choice International |  | https://s3.amazonaws.com/montgomerycountytfcg/Applications/201010-09.pdf
201010-10 | AT&T Wireless | Panel Antennas | Minor Modification | White Oak Towers Apts | 32 | 11700 | Old Columbia Pike | Silver Spring | R-10 | Old Columbia Pike Ltd. |  | Private | 39.0494 | -76.9805 | Building | 189 | 0 |  | 2010-09-10 | 2010-10-06 | Recommended | Carridge House |  | https://s3.amazonaws.com/montgomerycountytfcg/Applications/201010-10.pdf
201010-11 | AT&T Wireless | Panel Antennas | Minor Modification | Classic Residence | 19 | 8100 | Connecticut Ave | Chevy Chase | R-10 | SNH CCMD Properties LLC |  | Private | 38.9917 | -77.0778 | Building | 138 | 0 |  | 2010-09-10 | 2010-10-06 | Recommended | East/West Hwy |  | https://s3.amazonaws.com/montgomerycountytfcg/Applications/201010-11.pdf
201010-12 | AT&T Wireless | Panel Antennas | Minor Modification | Chevy Chase Building | 18 | 5530 | Wisconsin Ave | Chevy Chase | CR-3.0 C-2.0 R-2.75 H-90 T | Friendship Propertie |  | Private | 38.9648 | -77.0883 | Building | 160 | 0 |  | 2010-09-10 | 2010-10-06 | Recommended | Grafton Avenue |  | https://s3.amazonaws.com/montgomerycountytfcg/Applications/201010-12.pdf
201010-13 | AT&T Wireless | Panel Antennas | Minor Modification | NIH Bldg 10 | 414 | 10 | Center Dr | Bethesda | R-60 | US Government | Federal | Public | 39.0018 | -77.1042 | Building | 75 | 0 |  | 2010-09-10 | 2010-10-06 | Recommended | NIH Campus |  | https://s3.amazonaws.com/montgomerycountytfcg/Applications/201010-13.pdf
201010-14 | AT&T Wireless | Panel Antennas | Minor Modification | Summit Hills Apartments | 58 | 8484 | 16th St | Silver Spring | CR-2.5 C-0.25 R-2.5 H-145 | Summit Hills LLC |  | Private | 38.9951 | -77.037 | Building | 98.8 | 0 |  | 2010-09-10 | 2010-10-06 | Recommended | Falkland |  | https://s3.amazonaws.com/montgomerycountytfcg/Applications/201010-14.pdf
201010-15 | Clearwire | Dish Antenna | Minor Modification | Chevy Chase Building | 18 | 5530 | Wisconsin Ave | Chevy Chase | CR-3.0 C-2.0 R-2.75 H-90 T | Friendship Propertie |  | Private | 38.9648 | -77.0883 | Building | 160 | 0 |  | 2010-09-10 | 2010-10-06 | Recommended | DCWSH5196 |  | https://s3.amazonaws.com/montgomerycountytfcg/Applications/201010-15.pdf
201010-16 | FiberTower | Dish Antenna | Minor Modification | Shady Grove Post Office | 49 | 16501 | Shady Grove Rd | Gaithersburg | IM-0.5 H-75 | United States Postal Service | Federal | Public | 39.1264 | -77.17 | Monopole | 146 | 0 |  | 2010-09-10 | 2010-10-06 | Recommended |  |  | https://s3.amazonaws.com/montgomerycountytfcg/Applications/201010-16.pdf
201010-03 | Clearwire | Existing Building | Colocation | St. Patrick's Church | 28 | 4101 | Norbeck Rd | Rockville | RE-1 | St. Patrick's Church | Church | Private | 39.1087 | -77.082 | Building | 75 | 0 |  | 2010-08-31 | 2010-10-06 | Recommended | MDWSH610 |  | https://s3.amazonaws.com/montgomerycountytfcg/Applications/201010-03.pdf
201010-01 | Clearwire | Microwave dish | Minor Modification | Phillips Office Building | 279 | 9420 | Key West Ave | Rockville | LSC-1.0 H-110 T | Key West III LP |  | Private | 39.1029 | -77.1938 | Building | 54.25 | 0 |  | 2010-08-19 | 2010-10-06 | Recommended | DCWSH5742 |  | https://s3.amazonaws.com/montgomerycountytfcg/Applications/201010-01.pdf
201010-02 | Clearwire | Existing Tower | Colocation | Pepco 59-S | 158.02 | 0 | Black Rock Rd | Germantown | AR | Pepco | Pepco | Private | 39.1383 | -77.2959 | Tower | 124.5 | 0 |  | 2010-08-19 | 2010-10-06 | Recommended | MDWSH0785 |  | https://s3.amazonaws.com/montgomerycountytfcg/Applications/201010-02.pdf
201009-08 | T-Mobile | Existing Tower | Colocation | Faiola Property | 85 | 17335 | Donora Rd | Silver Spring | RC | Anthony Faiola |  | Private | 39.1447 | -76.9865 | Tower | 250 | 0 |  | 2010-08-11 | 2010-09-01 | Not recommended | WAN542 |  | https://s3.amazonaws.com/montgomerycountytfcg/Applications/201009-08.pdf
201009-03 | Verizon Wireless | Antenna Changeout | Minor Modification | Troop 52 Forest Preserve | 113 | 16100 | Darnestown Rd | Dawsonville | AR | Seneca Creek Forest Preserve Inc |  | Private | 39.1343 | -77.335 | Tower | 180 | 0 |  | 2010-08-10 | 2010-09-01 | Recommended | Dawsonville |  | https://s3.amazonaws.com/montgomerycountytfcg/Applications/201009-03.pdf
201009-04 | Verizon Wireless | Antenna Change Out | Minor Modification | Quail Hill Farms | 90 | 301 | Quailhill Drive | Brookeville | R | Andrew Austin |  | Private | 39.1628 | -77.0056 | Monopole | 170 | 0 |  | 2010-08-10 | 2010-09-01 | Recommended | Ashton |  | https://s3.amazonaws.com/montgomerycountytfcg/Applications/201009-04.pdf
201009-05 | Verizon Wireless | Antenna Change Out | Minor Modification | Hungerford Property | 244 | 14615 | Clopper Rd | Boyds | IM-0.25 H-50 | Walter Hungerford & Sons |  | Private | 39.1824 | -77.3029 | Monopole | 150 | 0 |  | 2010-08-10 | 2010-09-01 | Recommended | Boyds |  | https://s3.amazonaws.com/montgomerycountytfcg/Applications/201009-05.pdf
201009-06 | Verizon Wireless | Antenna Change Out | Minor Modification | Gymkhana Club | 56 | 14100 | River Rd | Rockville | RE-2 | River Road Development Inc |  | Private | 39.063 | -77.2925 | Monopole | 143.6 | 0 |  | 2010-08-10 | 2010-09-01 | Recommended | Bretton Woods |  | https://s3.amazonaws.com/montgomerycountytfcg/Applications/201009-06.pdf
201009-07 | Verizon Wireless | Antenna Change Out | Minor Modification | McDonnell property | 93.01 | 20315 | Georgia Ave | Brookeville | RC | Timothy McDonnell |  | Private | 39.1899 | -77.0607 | Monopole | 188 | 0 |  | 2010-08-10 | 2010-09-01 | Recommended | Brookeville |  | https://s3.amazonaws.com/montgomerycountytfcg/Applications/201009-07.pdf
201009-02 | Clearwire | Existing Building | Colocation | Hampshire Towers | 326 | 7401 | New Hampshire Ave | Takoma Park | CRT-2.0, C-0.5, R-1.5, H-130 | Oxon Equities Corp |  | Private | 38.9834 | -76.9872 | Building | 95.83 | 0 |  | 2010-08-06 | 2010-09-01 | Recommended | DCWSH5548 |  | https://s3.amazonaws.com/montgomerycountytfcg/Applications/201009-02.pdf
201009-01 | Clearwire | Microwave Dish Changeout | Minor Modification | Columbia Towers | 237 | 12001 | Old Columbia Pike | Silver Spring | R-10 | Legum & Norman |  | Private | 39.0519 | -76.9749 | Building | 95 | 0 |  | 2010-07-28 | 2010-09-01 | Recommended | DCWSH5349 |  | https://s3.amazonaws.com/montgomerycountytfcg/Applications/201009-01.pdf
201008-07 | FLO TV | Existing Tower | Colocation | Carver Tower | 124 | 2647 | W University Blvd | Silver Spring | CR-5.0 C-4.5 R-4.5 H-130 | Bajwa Property Management LLC |  | Private | 39.0407 | -77.0549 | Tower | 275 | 0 |  | 2010-07-15 | 2010-09-01 | Recommended | WAS028 |  | https://s3.amazonaws.com/montgomerycountytfcg/Applications/201008-07.pdf
201008-08 | Clearwire | Existing Tower | Colocation | Pepco 93-S | 312.01 |  | Watkins Mill Rd @ Club House Rd | Gaithersburg | R-200 | Pepco | Pepco | Private | 39.1754 | -77.2086 | Tower | 126 | 0 |  | 2010-07-14 | 2010-08-04 | Recommended | DCWSH5449 |  | https://s3.amazonaws.com/montgomerycountytfcg/Applications/201008-08.pdf
201008-01 | Clearwire | Existing Monopole | Colocation | Earhart Monopole | 412 | 18920 | Earhart Ct | Gaithersburg | IL-1.0 | Storage Portfolio LLC |  | Private | 39.1689 | -77.1731 | Monopole | 100 | 0 |  | 2010-07-06 | 2010-08-04 | Recommended |  |  | https://s3.amazonaws.com/montgomerycountytfcg/Applications/201008-01.pdf
201008-02 | Clearwire | Existing Building | Colocation | Hillandale Office Building | 340 | 10230 | New Hampshire Ave | Silver Spring | CRN-1.0 | One Beltway North LLC |  | Private | 39.0231 | -76.9789 | Building | 42 | 0 |  | 2010-07-06 | 2010-08-04 | Recommended | MDWSH0664 |  | https://s3.amazonaws.com/montgomerycountytfcg/Applications/201008-02.pdf
201008-03 | Clearwire | Existing Building | Colocation | Democracy Center | 23 | 6903 | Rockledge Dr | Bethesda | CR-1.5 C-1.25 R-0.75 H-200 | G&I X Democracy Center LLC |  | Private | 39.0276 | -77.1405 | Building | 185 | 0 |  | 2010-07-06 | 2010-08-04 | Recommended | DCWSH5202 |  | https://s3.amazonaws.com/montgomerycountytfcg/Applications/201008-03.pdf
201008-04 | Clearwire | Existing Monopole | Colocation | Extra Space Storage | 350 | 19500 | Frederick Rd | Germantown | GR-1.5 H-45 | Extra Space Properties 131 LLC |  | Private | 39.1755 | -77.24 | Monopole | 120 | 0 |  | 2010-07-06 | 2010-08-04 | Recommended | DCWSH5762 |  | https://s3.amazonaws.com/montgomerycountytfcg/Applications/201008-04.pdf
201008-05 | Clearwire | Existing Tower | Colocation | Pepco 68-N | 314.2 | 17099 | Riffle Ford Rd | Germantown | R-200 | Pepco | Pepco | Private | 39.1378 | -77.2748 | Tower | 131.5 | 0 |  | 2010-07-06 | 2010-08-04 | Recommended | DCWSH2101 |  | https://s3.amazonaws.com/montgomerycountytfcg/Applications/201008-05.pdf
201008-06 | Clearwire | Existing Building | Colocation | Sudbury House Condo | 38 | 2100 | Washington Avenue | Silver Spring | R-10 | Sudbury House Condominiums |  | Private | 38.9942 | -77.0454 | Building | 95 | 0 |  | 2010-07-06 | 2010-08-04 | Recommended |  |  | https://s3.amazonaws.com/montgomerycountytfcg/Applications/201008-06.pdf
201007-09 | Verizon Wireless | Antenna Change Out | Minor Modification | Northwood High School | 192 | 919 | University Blvd | Silver Spring | R-60 | Board of Education | School | Public | 39.0366 | -77.0223 | Monopole | 110 | 0 |  | 2010-06-14 | 2010-07-07 | Recommended | Caddington |  | https://s3.amazonaws.com/montgomerycountytfcg/Applications/201007-09.pdf
201007-05 | Clearwire | Dish Antenna | Minor Modification | Promenade | 47 | 5225 | Pooks Hill Rd | Bethesda | R-H | Promenade Towers MH Corp |  | Private | 39.0174 | -77.1068 | Building | 193 | 0 |  | 2010-06-10 | 2010-07-07 | Recommended | DCWSH5193 |  | https://s3.amazonaws.com/montgomerycountytfcg/Applications/201007-05.pdf
201007-06 | Clearwire | Dish Antennas | Minor Modification | Chevy Chase Building | 18 | 5530 | Wisconsin Ave | Chevy Chase | CR-3.0 C-2.0 R-2.75 H-90 T | Friendship Propertie |  | Private | 38.9648 | -77.0883 | Building | 160 | 0 |  | 2010-06-10 | 2010-07-07 | Recommended | DCWSH5196 |  | https://s3.amazonaws.com/montgomerycountytfcg/Applications/201007-06.pdf
201007-07 | Clearwire | Dish Antennas | Colocation | Washingtonian | 181 | 9701 | Fields Rd | Gaithersburg | R-10 | Washingtonian Tower Condominium Inc. |  | Private | 39.1149 | -77.1994 | Building | 235 | 0 |  | 2010-06-10 | 2010-07-07 | Recommended | MDWSH022 |  | https://s3.amazonaws.com/montgomerycountytfcg/Applications/201007-07.pdf
201007-08 | Clearwire | Dish Antenna | Minor Modification | Berkshire Towers | 42.01 | 11235 | Oak Leaf Dr | Silver Spring | R-10 | Enclave Holdings LLC Nonconnah Holdings LLC |  | Private | 39.0413 | -76.9934 | Building | 165 | 0 |  | 2010-06-10 | 2010-07-07 | Recommended | DCWSH5167 |  | https://s3.amazonaws.com/montgomerycountytfcg/Applications/201007-08.pdf
201007-04 | Clearwire | Dish Antenna | Minor Modification | Walkers House | 144 | 18700 | Walkers Choice Rd | Gaithersburg | R-10 | Walker House Owner LLC |  | Private | 39.163 | -77.2051 | Building | 76 | 0 |  | 2010-06-09 | 2010-07-07 | Recommended | DCWSH5430 |  | https://s3.amazonaws.com/montgomerycountytfcg/Applications/201007-04.pdf
201007-03 | Clearwire | Dish Antenna | Minor Modification | Rinaldi Property | 24 | 15700 | Georgia Ave | Olney | R-200 | Patricia V Rinaldi |  | Private | 39.1159 | -77.0745 | Monopole | 120 | 0 |  | 2010-06-08 | 2010-07-07 | Recommended | DCWSH5294 |  | https://s3.amazonaws.com/montgomerycountytfcg/Applications/201007-03.pdf
201007-02 | Clearwire | Existing monopole | Colocation | Public Storage Briggs Chaney | 415 | 3351 | Briggs Chaney Rd | Silver Spring | EOF-0.75, H-100 T | Shurgard Maryland Properties Inc |  | Private | 39.075 | -76.9422 | Monopole | 140 | 0 |  | 2010-05-21 | 2010-06-02 | Recommended | MDWS1306 |  | https://s3.amazonaws.com/montgomerycountytfcg/Applications/201007-02.pdf
201007-01 | T-Mobile | Antenna Change Out | Minor Modification | Pepco Substation 118 | 197 | 17101 | Germantown Rd | Germantown | AR | Pepco | Pepco | Private | 39.1376 | -77.2933 | Tower | 300 | 0 |  | 2010-05-19 | 2010-06-02 | Recommended | WAN155B |  | https://s3.amazonaws.com/montgomerycountytfcg/Applications/201007-01.pdf
201006-08 | Clearwire | Existing Building | Colocation | Summit Hills Apartments | 58 | 8484 | 16th St | Silver Spring | CR-2.5 C-0.25 R-2.5 H-145 | Summit Hills LLC |  | Private | 38.9951 | -77.037 | Building | 98.8 | 0 |  | 2010-05-12 | 2010-06-02 | Recommended | DCWSH5199 |  | https://s3.amazonaws.com/montgomerycountytfcg/Applications/201006-08.pdf
201006-09 | Clearwire | Existing Building | Colocation | Westwood Towers Apts | 33 | 5401 | Westbard Ave | Bethesda | CRT-3.0 | Housing Opportunities Comm Montgomery County |  | Private | 38.9643 | -77.1062 | Building | 150 | 0 |  | 2010-05-12 | 2010-06-02 | Recommended | DCWSH5175 |  | https://s3.amazonaws.com/montgomerycountytfcg/Applications/201006-09.pdf
201006-10 | Clearwire | Existing Monopole | Colocation | Gate of Heaven | 116 | 13801 | Georgia Ave | Silver Spring | RE-2 | ROMAN CATHOLIC ARCHDIOCESE OF WASHINGTON |  | Private | 39.0877 | -77.0706 | Monopole | 190.5 | 0 |  | 2010-05-12 | 2010-06-02 | Recommended | MDWSH036 |  | https://s3.amazonaws.com/montgomerycountytfcg/Applications/201006-10.pdf
201006-11 | Clearwire | Exsiting Building | Colocation | St. Patrick's Church | 28 | 4101 | Norbeck Rd | Rockville | RE-1 | St. Patrick's Church | Church | Private | 39.1087 | -77.082 | Building | 75 | 0 |  | 2010-05-12 | 2010-05-21 | Withdrawn | MDWSH610
201006-12 | AT&T Wireless | Existing Tower | Colocation | Benmar Property | 125 | 23000 | Whites Ferry Rd (18500 Elmers School Rd) | Dickerson | AR | Tower Road LLC |  | Private | 39.1574 | -77.4854 | Tower | 230 | 0 |  | 2010-05-12 | 2010-06-02 | Recommended | Whites Ferry |  | https://s3.amazonaws.com/montgomerycountytfcg/Applications/201006-12.pdf
201006-06 | Clearwire | Existing monopole | Colocation | Blake High School | 306 | 300 | Norwood Rd | Silver Spring | RE-2C | Board of Education | School | Public | 39.1121 | -77.0191 | Monopole | 120 | 0 |  | 2010-04-29 | 2010-06-02 | Recommended | MDWSH030 |  | https://s3.amazonaws.com/montgomerycountytfcg/Applications/201006-06.pdf
201006-07 | AT&T Wireless | Existing monopole | Colocation | McDonnell property | 93.01 | 20315 | Georgia Ave | Brookeville | RC | Timothy McDonnell |  | Private | 39.1899 | -77.0607 | Monopole | 188 | 0 |  | 2010-04-29 | 2010-06-02 | Recommended | Bordly |  | https://s3.amazonaws.com/montgomerycountytfcg/Applications/201006-07.pdf
201006-05 | Clearwire | Existing Monopole | Colocation | Tilden Middle School | 236 | 11211 | Old Georgetown Rd | Rockville | R-90 | Board of Education | School | Public | 39.0384 | -77.1211 | Monopole | 75 | 0 |  | 2010-04-23 | 2010-05-05 | Recommended | DCWSH5173 |  | https://s3.amazonaws.com/montgomerycountytfcg/Applications/201006-05.pdf
201006-03 | Clearwire | Existing Monopole | Colocation | Pepco 646-N | 365.01 | 9712 | Aldersgate Rd | Potomac | R-200 | Pepco | Pepco | Private | 39.0589 | -77.2017 | Tower | 127.5 | 0 |  | 2010-04-20 | 2010-05-05 | Recommended | MDWSH598 |  | https://s3.amazonaws.com/montgomerycountytfcg/Applications/201006-03.pdf
201006-04 | Clearwire | Existing Monopole | Colocation | Fire Station 31 | 10 | 12100 | Darnestown Rd | Gaithersburg | R-200 | Montgomery County |  | Public | 39.1161 | -77.2512 | Monopole | 161 | 0 |  | 2010-04-20 | 2010-05-21 | Withdrawn | DCWSH5421
201006-02 | Clearwire | Existing Tower | Colocation | Kenwood Country Club | 30 | 5601 | River Rd | Bethesda | R-90 | Kenwood Country Club |  | Private | 38.9766 | -77.1142 | Tower | 230 | 0 |  | 2010-04-16 | 2010-07-07 | Recommended | MDWSH116 |  | https://s3.amazonaws.com/montgomerycountytfcg/Applications/201006-02.pdf
201006-01 | Clearwire | Existing Building | Colocation | Londonderry Apts | 17 | 17060 | King James Way | Gaithersburg | R-20 | Londonderry Afforadable LLC |  | Private | 39.1361 | -77.2069 | Building | 81 | 0 |  | 2010-04-15 | 2010-05-05 | Recommended | DCWSH5572 |  | https://s3.amazonaws.com/montgomerycountytfcg/Applications/201006-01.pdf
201005-06 | Clearwire | Existing Tower | Colocation | Madeira DAS | 55 | 10010 | Oaklyn Dr | Potomac | RE-2C | WSSC | WSSC | Public | 38.9951 | -77.2038 | Monopole | 130 | 0 | Rebecca Hunter | 2010-04-13 | 2010-05-05 | Recommended | Madeira |  | https://s3.amazonaws.com/montgomerycountytfcg/Applications/201005-06.pdf
201005-07 | Clearwire | Existing Tower | Colocation | Argyle Country Club | 111 | 14600 | Argyle Club Rd | Silver Spring | RE-2 | Argyle Land Company |  | Private | 39.0961 | -77.0526 | Monopole | 125 | 0 |  | 2010-04-13 | 2010-05-05 | Recommended | Norbeck |  | https://s3.amazonaws.com/montgomerycountytfcg/Applications/201005-07.pdf
201005-08 | Clearwire | Existing Monopole | Colocation | Albert Einstein High School | 298 | 11135 | Newport Mill Rd | Silver Spring | R-60 | MCPS | School | Public | 39.0401 | -77.0646 | Monopole | 130 | 0 |  | 2010-04-13 | 2010-05-05 | Recommended | MDWSH0682 |  | https://s3.amazonaws.com/montgomerycountytfcg/Applications/201005-08.pdf
201005-06-01 | AT&T Wireless | Madeira DAS Colocation | Colocation | Pepco 739418-2615 | 55.01 | 7300 | Brickyard Rd | Potomac | R-200 | Montgomery County ROW | Pepco | Public | 38.9815 | -77.2138 | Utility Pole | 0 | -1 | Rebecca Hunter | 2010-04-12 | 2010-05-05 | Recommended | Madiera 2a |  | https://s3.amazonaws.com/montgomerycountytfcg/Applications/201005-06.pdf
201005-06-02 | AT&T Wireless | Madeira DAS Colocation | Colocation | Pepco 736417-8587 | 55.02 | 10609 | MacArthur Blvd | Potomac | R-200 | Montgomery County ROW | Pepco | Public | 38.9807 | -77.2219 | Utility Pole | 0 | -1 | Rebecca Hunter | 2010-04-12 | 2010-05-05 | Recommended | Madiera 3 |  | https://s3.amazonaws.com/montgomerycountytfcg/Applications/201005-06.pdf
201005-06-03 | AT&T Wireless | Madeira DAS Colocation | Colocation | Pepco 735419-4338 | 55.03 |  | MacArthur Blvd | Potomac | R-200 | Montgomery County ROW | Pepco | Public | 38.9846 | -77.2265 | Utility Pole | 0 | -1 | Rebecca Hunter | 2010-04-12 | 2010-05-05 | Recommended | Madiera 4b |  | https://s3.amazonaws.com/montgomerycountytfcg/Applications/201005-06.pdf
201005-06-04 | AT&T Wireless | Madeira DAS Colocation | Colocation | Pepco 738422-4177 | 55.04 | 8530 | Brickyard Rd | Potomac | R-200 | Montgomery County ROW | Pepco | Public | 38.9942 | -77.2163 | Utility Pole | 0 | -1 | Rebecca Hunter | 2010-04-12 | 2010-05-05 | Recommended | Madiera 5 |  | https://s3.amazonaws.com/montgomerycountytfcg/Applications/201005-06.pdf
201005-06-05 | AT&T Wireless | Madeira DAS Colocation | Colocation | Pepco 737423-9098 | 55.05 | 8620 | Brickyard Rd | Potomac | R-200 | Montgomery County ROW | Pepco | Public | 38.9974 | -77.2218 | Utility Pole | 0 | -1 | Rebecca Hunter | 2010-04-12 | 2010-05-05 | Recommended | Madiera 6 |  | https://s3.amazonaws.com/montgomerycountytfcg/Applications/201005-06.pdf
201005-06-06 | AT&T Wireless | Madeira DAS Colocation | Colocation | Pepco 736427-6345 | 55.06 |  | Falls Rd | Potomac | R-200 | Montgomery County ROW | Pepco | Public | 39.0071 | -77.2226 | Utility Pole | 0 | -1 | Rebecca Hunter | 2010-04-12 | 2010-05-05 | Recommended | Madeira 7a |  | https://s3.amazonaws.com/montgomerycountytfcg/Applications/201005-06.pdf
201005-06-07 | AT&T Wireless | Madeira DAS Colocation | Colocation | Pepco 735425-1909 | 55.07 | 8810 | Falls Rd | Potomac | R-200 | Montgomery County ROW | Pepco | Public | 39.0006 | -77.2277 | Utility Pole | 0 | -1 | Rebecca Hunter | 2010-04-12 | 2010-05-05 | Recommended | Madeira 8 |  | https://s3.amazonaws.com/montgomerycountytfcg/Applications/201005-06.pdf
201005-06-08 | AT&T Wireless | Madeira DAS Colocation | Colocation | Pepco 739420-6855 | 55.08 | 7801 | Brickyard Rd | Potomac | R-200 | Montgomery County ROW | Pepco | Public | 38.988 | -77.2119 | Utility Pole | 0 | -1 | Rebecca Hunter | 2010-04-12 | 2010-05-05 | Recommended | Madeira 9 |  | https://s3.amazonaws.com/montgomerycountytfcg/Applications/201005-06.pdf
201005-06-09 | AT&T Wireless | Madeira DAS Colocation | Colocation | Pepco 735423-1610 | 55.09 | 11032 | Fawsett Rd | Potomac | R-200 | Montgomery County ROW | Pepco | Public | 38.9949 | -77.2279 | Utility Pole | 0 | -1 | Rebecca Hunter | 2010-04-12 | 2010-05-05 | Recommended | Madeira 13 |  | https://s3.amazonaws.com/montgomerycountytfcg/Applications/201005-06.pdf
201005-06-10 | AT&T Wireless | Madeira DAS Colocation | Colocation | Pepco 735420-8095 | 55.1 |  | MacArthur Blvd | Potomac | R-200 | Montgomery County ROW | Pepco | Public | 38.9892 | -77.2251 | Utility Pole | 0 | -1 | Rebecca Hunter | 2010-04-12 | 2010-05-05 | Recommended | Madeira 14 |  | https://s3.amazonaws.com/montgomerycountytfcg/Applications/201005-06.pdf
201005-06-11 | AT&T Wireless | Madeira DAS Colocation | Colocation | Pepco 741417-0351 | 55.11 |  | MacArthur Blvd & Clara Barton Pkwy | Potomac | R-200 | Montgomery County ROW | Pepco | Public | 38.9787 | -77.2066 | Utility Pole | 0 | -1 | Rebecca Hunter | 2010-04-12 | 2010-05-05 | Recommended | Madeira 15 |  | https://s3.amazonaws.com/montgomerycountytfcg/Applications/201005-06.pdf
201005-07-01 | AT&T Wireless | Colocation DAS | Colocation | Pepco 787468-8539 | 111.02 | 1912 | Norbeck Rd | Aspen Hill | R-200 | Pepco | Pepco | Public | 39.1196 | -77.0424 | Utility Pole | 0 | -1 | Rebecca Hunter | 2010-04-12 | 2010-05-05 | Recommended | Nor 4 |  | https://s3.amazonaws.com/montgomerycountytfcg/Applications/201005-07-01.pdf
201005-07-02 | AT&T Wireless | Colocation DAS | Colocation | Pepco 785467-7838 | 111.03 | 2408(2412) | Norbeck Rd | Aspen Hill | R-200 | Pepco | Pepco | Public | 39.117 | -77.0497 | Utility Pole | 0 | -1 | Rebecca Hunter | 2010-04-12 | 2010-05-05 | Recommended | Nor 5 |  | https://s3.amazonaws.com/montgomerycountytfcg/Applications/201005-07-02.pdf
201005-07-03 | AT&T Wireless | Colocation DAS | Colocation | Pepco 783466-8814 | 111.04 |  | Norbeck Rd & MD RTE 28 | Aspen Hill | R-200 | Pepco | Pepco | Public | 39.1135 | -77.0565 | Utility Pole | 0 | -1 | Rebecca Hunter | 2010-04-12 | 2010-05-05 | Recommended | Nor 6 |  | https://s3.amazonaws.com/montgomerycountytfcg/Applications/201005-07-03.pdf
201005-07-04 | AT&T Wireless | Colocation DAS | Colocation | Pepco 786463-9659 | 111.05 | 15401 | Tierra Dr | Aspen Hill | R-200 | Pepco | Pepco | Public | 39.1064 | -77.0455 | Utility Pole | 0 | -1 | Rebecca Hunter | 2010-04-12 | 2010-05-05 | Recommended | Nor 7 |  | https://s3.amazonaws.com/montgomerycountytfcg/Applications/201005-07-04.pdf
201005-07-05 | AT&T Wireless | Colocation DAS | Colocation | Pepco 786465-9084 | 111.06 | 15700 | Tierra Dr | Aspen Hill | R-200 | Pepco | Pepco | Public | 39.1126 | -77.0457 | Utility Pole | 0 | -1 | Rebecca Hunter | 2010-04-12 | 2010-05-05 | Recommended | Nor 8 |  | https://s3.amazonaws.com/montgomerycountytfcg/Applications/201005-07-05.pdf
201005-07-06 | AT&T Wireless | Colocation DAS | Colocation | Pepco 779458-6659 | 111.07 |  | Bel Pre Rd | Aspen Hill | R-200 | Pepco | Pepco | Public | 39.0925 | -77.071 | Utility Pole | 0 | -1 | Rebecca Hunter | 2010-04-12 | 2010-05-05 | Recommended | Nor 9e |  | https://s3.amazonaws.com/montgomerycountytfcg/Applications/201005-07-06.pdf
201005-07-07 | AT&T Wireless | Colocation DAS | Colocation | Pepco 781465-3782 | 111.08 | 3201 | Norbeck Rd | Aspen Hill | R-200 | Pepco | Pepco | Public | 39.1123 | -77.066 | Utility Pole | 0 | -1 | Rebecca Hunter | 2010-04-12 | 2010-05-05 | Recommended | Nor 13 |  | https://s3.amazonaws.com/montgomerycountytfcg/Applications/201005-07-07.pdf
201005-07-08 | AT&T Wireless | Colocation DAS | Colocation | Pepco 779465-2564 | 111.09 |  | Norbeck Rd & RTE 28 (Park and Ride) | Aspen Hill | R-200 | Pepco | Pepco | Public | 39.112 | -77.0735 | Utility Pole | 0 | -1 | Rebecca Hunter | 2010-04-12 | 2010-05-05 | Recommended | Nor 14 |  | https://s3.amazonaws.com/montgomerycountytfcg/Applications/201005-07-08.pdf
201005-04 | Clearwire | Microwave Dish | Minor Modification | Knights of Columbus | 13.01 | 17001 | Overhill Rd | Derwood | RE-1 | MONTG CNCL K C BLDG CORP |  | Private | 39.1347 | -77.1418 | Monopole | 173 | 0 |  | 2010-04-01 | 2010-05-05 | Recommended | DCWSH5423 |  | https://s3.amazonaws.com/montgomerycountytfcg/Applications/201005-04.pdf
201005-05 | Clearwire | Microwave Dish | Minor Modification | Izaak Walton League | 6 | 18301 | Waring Station Rd | Germantown | R-200 | Izaak Walton League |  | Private | 39.1551 | -77.2535 | Tower | 224 | 0 |  | 2010-04-01 | 2010-06-02 | Recommended | DWSH5431 |  | https://s3.amazonaws.com/montgomerycountytfcg/Applications/201005-05.pdf
201005-03 | Clearwire | Existing Building | Colocation | White Flint Crossing | 450 | 11404 | Rockville Pike | North Bethesda | CR-4.0 | White Flint Crossing LLC |  | Private | 39.0431 | -77.1111 | Building | 260 | 0 |  | 2010-03-31 | 2010-05-05 | Recommended | MDWSH1502 |  | https://s3.amazonaws.com/montgomerycountytfcg/Applications/201005-03.pdf
201005-02 | Cricket | Antenna Change Out | Minor Modification | Sherwood High School | 157 | 300 | Olney-Sandy Spring Rd | Sandy Spring | RNC | Board of Education | School | Public | 39.1485 | -77.0172 | Monopole | 150 | 0 |  | 2010-03-30 | 2010-05-05 | Recommended | IAD232 |  | https://s3.amazonaws.com/montgomerycountytfcg/Applications/201005-02.pdf
201005-01 | Clearwire | Microwave Dish | Minor Modification | Pavilion Apts | 31 | 5901 | Montrose Rd | Rockville | CR-4.0 C-0.25 R-4.0 H-190 | CP5 MONTEREY LLC |  | Private | 39.0537 | -77.1189 | Building | 152 | 0 |  | 2010-03-19 | 2010-05-05 | Recommended | DCWSH5308 |  | https://s3.amazonaws.com/montgomerycountytfcg/Applications/201005-01.pdf
201004-10 | Verizon Wireless | Antenna Change Out | Minor Modification | Bank of America Building | 59 | 10000 | Falls Rd | Potomac | NR-0.75 H-35 | Ten Thousand Falls Rd LLC |  | Private | 39.0191 | -77.209 | Building | 33 | 0 |  | 2010-03-17 | 2010-04-07 | Recommended | Potomac Center |  | https://s3.amazonaws.com/montgomerycountytfcg/Applications/201004-10.pdf
201004-11 | Verizon Wireless | Antenna Change Out | Minor Modification | Brink Water Tank | 87 | 21701 | Ridge Rd | Germantown | AR | WSSC | WSSC | Public | 39.2126 | -77.238 | Water Tank | 124 | 0 |  | 2010-03-17 | 2010-04-07 | Recommended | Goshen |  | https://s3.amazonaws.com/montgomerycountytfcg/Applications/201004-11.pdf
201004-12 | Verizon Wireless | Antenna Change Out | Minor Modification | Olney Water Tank | 25 | 17710 | Buehler Rd | Olney | RT-12.5 | WSSC | WSSC | Public | 39.1478 | -77.0644 | Water Tank | 118 | 0 |  | 2010-03-17 | 2010-04-07 | Recommended | Olney |  | https://s3.amazonaws.com/montgomerycountytfcg/Applications/201004-12.pdf
201004-13 | Verizon Wireless | Antenna Change Out | Minor Modification | Kruhm Farm Tower | 118 | 16001 | Kruhm Rd | Burtonsville | RC | Fred Kruhm |  | Private | 39.1217 | -76.9453 | Tower | 190 | 0 |  | 2010-03-17 | 2010-04-07 | Recommended | Spencerville |  | https://s3.amazonaws.com/montgomerycountytfcg/Applications/201004-13.pdf
201004-08 | Sprint/Nextel | Antenna Change Out | Minor Modification | Super Fresh Shopping Ctr. | 52 | 3901 | Aspen Hill Rd | Silver Spring | CRT-2.25 C-1.5 R-0.75 H-75 | LDG Inc |  | Private | 39.0821 | -77.079 | Monopole | 116 | 0 |  | 2010-03-16 | 2010-04-07 | Recommended | WAS4XC350 |  | https://s3.amazonaws.com/montgomerycountytfcg/Applications/201004-08.pdf
201004-09 | Sprint/Nextel | Anenna Changeout | Minor Modification | Goldsboro Rd Site | 129 | 6400 | Goldsboro Rd | Bethesda | CRT-0.75 C-0.75 R-0.25 H-35 | 6400 Goldsboro LLC |  | Private | 38.9701 | -77.1296 | Building | 55.8 | 0 |  | 2010-03-16 | 2010-04-07 | Recommended | WAS4XC741 |  | https://s3.amazonaws.com/montgomerycountytfcg/Applications/201004-09.pdf
201004-07 | Clearwire | Existing Transmission Tower | Colocation | Pepco 106-S | 378.02 |  | East Village Ave @ Doubleland Rd | Gaithersburg | R-200 | Pepco | Pepco | Private | 39.1864 | -77.1689 | Tower | 131 | 0 |  | 2010-03-11 | 2010-04-07 | Recommended | MDWSH0765 |  | https://s3.amazonaws.com/montgomerycountytfcg/Applications/201004-07.pdf
200908-22 | T-Mobile | Existing Rooftop | Colocation | National Childrens Center | 434 | 410 | University Blvd West | Silver Spring | R-60 | National Children's Center | County | Public | 39.025 | -77.02 | Building | 24 | 0 |  | 2010-03-03 | 2010-03-03 | Recommended | WAN531A |  | https://s3.amazonaws.com/montgomerycountytfcg/Applications/200908-22.pdf
201004-05 | AT&T Wireless | Microwave Dish | Minor Modification | Colesville Monopole | 76 | 49 | Randolph Rd | Colesville | NR-0.75 H-45 | A.I. GLENVIEW LLC M & ML PATRIOT LLC ETAL |  | Private | 39.0764 | -77.0028 | Monopole | 150 | 0 |  | 2010-02-19 | 2010-04-07 | Recommended | Fairknoll |  | https://s3.amazonaws.com/montgomerycountytfcg/Applications/201004-05.pdf
201004-06 | Clearwire | WiMAX Antennas | Minor Modification | MDOT-Rockville | 73 |  | I-270 & Montrose Rd | Rockville | R-90 | MDOT / State Hwy Admin. | State | Public | 39.0579 | -77.1537 | Monopole | 140 | -1 |  | 2010-02-19 | 2010-04-07 | Recommended | DCWSH5300 |  | https://s3.amazonaws.com/montgomerycountytfcg/Applications/201004-06.pdf
201004-02 | AT&T Wireless | Microwave Dish | Minor Modification | Bradley Water Tank 2 | 72.02 | 5603 | Radnor Rd | Bethesda | R-90 | WSSC | WSSC | Public | 38.9801 | -77.1136 | Water Tank | 106 | 0 |  | 2010-02-17 | 2010-05-05 | Recommended | Kenwood Water Tank |  | https://s3.amazonaws.com/montgomerycountytfcg/Applications/201004-02.pdf
201004-03 | AT&T Wireless | Microwave Dish | Minor Modification | Wayne Manchester Towers | 229.1 | 75 | Wayne Ave E | Silver Spring | R-10 | Wayne Manchester Limited Partnership |  | Private | 39.0001 | -77.0082 | Building | 72 | 0 |  | 2010-02-17 | 2010-04-07 | Recommended | Plymouth |  | https://s3.amazonaws.com/montgomerycountytfcg/Applications/201004-03.pdf
201004-04 | AT&T Wireless | Microwave Antenna | Minor Modification | Wheaton Park Maint. Yard | 65 | 12012 | Alpert Ln | Silver Spring | R-90 | M-NCPPC | AT&T | Public | 39.0532 | -77.0286 | Monopole | 180 | 0 |  | 2010-02-17 | 2010-04-07 | Recommended | Wheaton Ice Rink |  | https://s3.amazonaws.com/montgomerycountytfcg/Applications/201004-04.pdf
201004-01 | Verizon Wireless | Antenna Change Out | Minor Modification | Berkshire Towers | 42.02 | 11215 | Oak Leaf Dr | Silver Spring | R-10 | Enclave Holdings LLC |  | Private | 39.0397 | -76.994 | Building | 165 | 0 |  | 2010-02-12 | 2010-03-03 | Recommended | The Point |  | https://s3.amazonaws.com/montgomerycountytfcg/Applications/201004-01.pdf
201003-01 | T-Mobile | New Monopole | New | Calvary Church | 449 | 19124 | Jerusalem Rd | Poolesville | AR | Calvary Evangelical Lutheran Church | Church | Private | 39.1606 | -77.3978 | Monopole | 130 | 0 |  | 2010-01-19 | 2010-06-02 | Recommended | WAN559 |  | https://s3.amazonaws.com/montgomerycountytfcg/Applications/201003-01.pdf
201002-01 | T-Mobile | New Monopole | New | Sunshine Farm | 448 | 22611 | Georgia Ave | Brookeville | RC | Sunshine Farm LLC |  | Private | 39.2264 | -77.0564 | Monopole | 124 | 0 |  | 2009-12-22 | 2010-01-06 | Recommended | WAN576D |  | https://s3.amazonaws.com/montgomerycountytfcg/Applications/201002-01.pdf
201001-08 | T-Mobile | Antenna Change Out | Minor Modification | Pepco 163-N | 136 | 1301 | Ashton Rd | Ashton | RC | Pepco | Pepco | Private | 39.1611 | -76.9837 | Tower | 143.3 | 0 |  | 2009-12-04 | 2010-01-06 | Recommended | BAN192 |  | https://s3.amazonaws.com/montgomerycountytfcg/Applications/201001-08.pdf
201001-09 | T-Mobile | Antenna Change Out | Minor Modification | Old Burtonsville VFD | 64 | 15430 | Old Columbia Pike | Burtonsville | CRT-1.5 C-1.0 R-1.25 H-70 | Burtonsville VFD | Fire | Private | 39.1102 | -76.9367 | Monopole | 180 | 0 |  | 2009-12-04 | 2010-01-06 | Recommended | WAN005 |  | https://s3.amazonaws.com/montgomerycountytfcg/Applications/201001-09.pdf
201001-10 | T-Mobile | Antenna Change Out | Minor Modification | Troop 52 Forest Preserve | 113 | 16100 | Darnestown Rd | Dawsonville | AR | Seneca Creek Forest Preserve Inc |  | Private | 39.1343 | -77.335 | Tower | 180 | 0 |  | 2009-12-04 | 2010-01-06 | Recommended | WAN141 |  | https://s3.amazonaws.com/montgomerycountytfcg/Applications/201001-10.pdf
201001-11 | T-Mobile | Antenna Change Out | Minor Modification | Pepco 10-S | 231 | 0 | Martinsburg Rd | Dickerson | AR | Pepco | Pepco | Private | 39.2066 | -77.4359 | Tower | 160 | 0 |  | 2009-12-04 | 2010-01-06 | Recommended | WAN153B |  | https://s3.amazonaws.com/montgomerycountytfcg/Applications/201001-11.pdf
201001-12 | T-Mobile | Antenna Change Out | Minor Modification | Quail Hill Farms | 90 | 301 | Quailhill Drive | Brookeville | R | Andrew Austin |  | Private | 39.1628 | -77.0056 | Monopole | 170 | 0 |  | 2009-12-04 | 2010-01-06 | Recommended | WAN175 |  | https://s3.amazonaws.com/montgomerycountytfcg/Applications/201001-12.pdf
201001-13 | T-Mobile | Antenna Change Out | Minor Modification | McDonnell property | 93.01 | 20315 | Georgia Ave | Brookeville | RC | Timothy McDonnell |  | Private | 39.1899 | -77.0607 | Monopole | 188 | 0 |  | 2009-12-04 | 2010-01-06 | Recommended | WAN176 |  | https://s3.amazonaws.com/montgomerycountytfcg/Applications/201001-13.pdf
201001-14 | T-Mobile | Antenna Change Out | Minor Modification | Milestone | 148 | 1 | Milestone Center Ct | Germantown | CR-2.0 C-1.75 R-0.5 H-125 T | WMMH Building LLC |  | Public | 39.2004 | -77.2591 | Monopole | 150 | 0 |  | 2009-12-04 | 2010-01-06 | Recommended | WAN284 |  | https://s3.amazonaws.com/montgomerycountytfcg/Applications/201001-14.pdf
201001-15 | T-Mobile | Antenna Change Out | Minor Modification | Laytonsville | 321 | 4301 | Brookeville Rd | Brookeville | AR | Jane C Maller, Trustee |  | Private | 39.184 | -77.0815 | Monopole | 182 | 0 |  | 2009-12-04 | 2010-01-06 | Recommended | WAN497 |  | https://s3.amazonaws.com/montgomerycountytfcg/Applications/201001-15.pdf
201001-07 | T-Mobile | New Monopole | New | Magruder Monopole | 447 | 14119 | Travilah Rd | North Potomac | NR-0.75 | Travilah-WHM LTD Partnership |  | Private | 39.0856 | -77.2194 | Monopole | 80 | 0 |  | 2009-12-03 | 2010-02-03 | Recommended | WAN028 |  | https://s3.amazonaws.com/montgomerycountytfcg/Applications/201001-07.pdf
201001-05 | T-Mobile | New Monopole | New | Good Hope Gardens | 282 | 14911 | Good Hope Rd | Silver Spring | RE-2C | Thao Thanh Bui |  | Private | 39.0997 | -76.9819 | Monopole | 153 | 0 |  | 2009-11-23 | 2010-01-06 | Recommended | WAN233D |  | https://s3.amazonaws.com/montgomerycountytfcg/Applications/201001-05.pdf
201001-06 | Clearwire | Existing Monopole | Colocation | Sandy Spring VFD 40 | 117 | 16911 | Georgia Ave | Olney | RE-2 | Sandy Spring Vol. Fire Dept. | Fire | Private | 39.1336 | -77.068 | Monopole | 150 | 0 |  | 2009-11-19 | 2010-01-06 | Recommended | MDWSH016 |  | https://s3.amazonaws.com/montgomerycountytfcg/Applications/201001-06.pdf
201001-02 | Clearwire | Dish Antennas | Minor Modification | Writ Building | 39 | 10400 | Connecticut Ave | Kensington | CRT-2.5 | Knowles Associates |  | Private | 39.0271 | -77.077 | Building | 68 | 0 |  | 2009-11-17 | 2010-02-03 | Recommended | MDWSH074 |  | https://s3.amazonaws.com/montgomerycountytfcg/Applications/201001-02.pdf
201001-03 | Clearwire | Dish Antennas | Minor Modification | Grosvenor House Apts | 14 | 10101 | Grosvenor Pl | Rockville | R-10 | Grosvenor Park |  | Private | 39.0233 | -77.1044 | Building | 174 | 0 |  | 2009-11-17 | 2010-02-03 | Recommended | MDWSH068 |  | https://s3.amazonaws.com/montgomerycountytfcg/Applications/201001-03.pdf
201001-04 | Clearwire | Dish Antennas | Minor Modification | Rock Creek Terrace Apts | 8 | 12630 | Veirs Mill Rd | Rockville | R-10 | Rock Creek Terrace LP |  | Private | 39.0631 | -77.0964 | Building | 153 | 0 |  | 2009-11-17 | 2010-01-06 | Recommended | MDWSH045 |  | https://s3.amazonaws.com/montgomerycountytfcg/Applications/201001-04.pdf
201001-01 | T-Mobile | Existing Building | Colocation | Maplewood Park | 212 | 9707 | Old Georgetown Rd | Bethesda | RT-12.5 | The Maplewood Entities |  | Private | 39.0149 | -77.1161 | Building | 56 | 0 |  | 2009-11-13 | 2010-01-06 | Recommended | WAN499 |  | https://s3.amazonaws.com/montgomerycountytfcg/Applications/201001-01.pdf
200912-19 | Cricket | Existing Monopole | Colocation | AT&T Long Line Tower | 120 | 12419 | Middlebrook Rd | Germantown | IM-2.5 H-50 | American Tower Inc. |  | Private | 39.1769 | -77.2572 | Tower | 125 | 0 |  | 2009-11-11 | 2010-01-20 | Withdrawn | IAD-046
200912-09 | Clearwire | Existing Building | Colocation | Park Sutton Condos | 446 | 1900 | Lyttonsville Rd | Silver Spring | R-H | Park Sutton Condominium |  | Private | 39.0011 | -77.0422 | Building | 130 | 0 |  | 2009-11-10 | 2009-12-02 | Recommended | WSH5876 |  | https://s3.amazonaws.com/montgomerycountytfcg/Applications/200912-09.pdf
200912-10 | T-Mobile | Antenna Change Out | Minor Modification | Pepco 637-S | 311 | 12900 | Piney Meetinghouse Rd | Potomac | RE-2 | Pepco | Pepco | Private | 39.0669 | -77.2283 | Tower | 126 | 0 |  | 2009-11-10 | 2009-12-02 | Recommended | WAN072 |  | https://s3.amazonaws.com/montgomerycountytfcg/Applications/200912-10.pdf
200912-11 | T-Mobile | Antenna Change Out | Minor Modification | Magruder High School | 285 | 5939 | Muncaster Mill Rd | Rockville | RE-1 | MCPS | School | Public | 39.1325 | -77.1176 | Monopole | 120 | 0 |  | 2009-11-10 | 2010-01-20 | Withdrawn | WAN071
200912-12 | T-Mobile | Antenna Change Out | Minor Modification | Gate of Heaven | 116 | 13801 | Georgia Ave | Silver Spring | RE-2 | ROMAN CATHOLIC ARCHDIOCESE OF WASHINGTON |  | Private | 39.0877 | -77.0706 | Monopole | 190.5 | 0 |  | 2009-11-10 | 2009-11-24 | Withdrawn | WAN002
200912-13 | T-Mobile | Antenna Change Out | Minor Modification | Fire Station 33 | 37 | 11430 | Falls Rd | Potomac | R-200 | Rockville Volunteer Fire Dept. | Fire | Private | 39.0437 | -77.1939 | Monopole | 150 | 0 |  | 2009-11-10 | 2009-12-02 | Recommended | WAN038 |  | https://s3.amazonaws.com/montgomerycountytfcg/Applications/200912-13.pdf
200912-14 | T-Mobile | Antenna Change Out | Minor Modification | Luther Rice Baptist Church | 81 | 801 | University Blvd | Silver Spring | R-60 | Luther Rice Baptist Church | Church | Private | 39.0317 | -77.0217 | Building | 38 | 0 |  | 2009-11-10 | 2009-12-02 | Recommended | WAN133 |  | https://s3.amazonaws.com/montgomerycountytfcg/Applications/200912-14.pdf
200912-15 | T-Mobile | Antenna Change Out | Minor Modification | Layhill Rd | 242 | 14301 | Layhill Rd | Silver Spring | EOF-1.5, H-75 | Layhill Associates LLC |  | Private | 39.091 | -77.0444 | Building | 24 | 0 |  | 2009-11-10 | 2009-12-02 | Recommended | WAN086 |  | https://s3.amazonaws.com/montgomerycountytfcg/Applications/200912-15.pdf
200912-16 | T-Mobile | Antenna Change Out | Minor Modification | NRC Building | 94 | 11555 | Rockville Pike | Rockville | CR-3.0 | U.S. Govt General Svcs Admin | Federal | Public | 39.0469 | -77.1119 | Building | 266 | 0 |  | 2009-11-10 | 2009-12-02 | Recommended | WAN021 |  | https://s3.amazonaws.com/montgomerycountytfcg/Applications/200912-16.pdf
200912-17 | T-Mobile | Antenna Change Out | Minor Modification | Democracy Center | 23 | 6903 | Rockledge Dr | Bethesda | CR-1.5 C-1.25 R-0.75 H-200 | G&I X Democracy Center LLC |  | Private | 39.0276 | -77.1405 | Building | 185 | 0 |  | 2009-11-10 | 2009-12-02 | Recommended | WAN007 |  | https://s3.amazonaws.com/montgomerycountytfcg/Applications/200912-17.pdf
200912-18 | T-Mobile | Antenna Change Out | Minor Modification | Oakmont Monopole | 3 | 16801 | Oakmont Ave | Gaithersburg | IM-2.5 H-50 | 16801 Oakmont Avenue LLC |  | Private | 39.1315 | -77.174 | Monopole | 191 | 0 |  | 2009-11-10 | 2009-12-02 | Recommended | WAN082 |  | https://s3.amazonaws.com/montgomerycountytfcg/Applications/200912-18.pdf
200912-08 | Verizon Wireless | Existing Tower | Colocation | Pepco 23-N | 130.01 | 19997 | Beallsville Rd (Rt.109) | Beallsville | AR | Pepco | Pepco | Private | 39.1848 | -77.4054 | Tower | 129 | 0 |  | 2009-11-09 | 2010-01-06 | Recommended | Boyds West |  | https://s3.amazonaws.com/montgomerycountytfcg/Applications/200912-08.pdf
200912-05 | T-Mobile | Additional Equipment Cabinet | Minor Modification | Parkside Plaza | 255 | 9039 | Sligo Creek Pkwy | Silver Spring | R-10 | Parkside Plaza Condo |  | Private | 39.0042 | -77.0136 | Building | 150 | 0 |  | 2009-10-23 | 2009-12-02 | Recommended | WAN203 |  | https://s3.amazonaws.com/montgomerycountytfcg/Applications/200912-05.pdf
200912-06 | Clearwire | Microwave Dish | Colocation | Westlake Towers | 155 | 7420 | Westlake Terr | Bethesda | R-H | Westlake Park Condo |  | Private | 39.026 | -77.1508 | Building | 144.5 | 0 |  | 2009-10-23 | 2009-12-02 | Recommended | MDWSH0726 |  | https://s3.amazonaws.com/montgomerycountytfcg/Applications/200912-06.pdf
200912-07 | Clearwire | Microwave Dish | Colocation | Leafy House | 370 | 10000 | Brunswick Ave | Silver Spring | R-60 | Victory Forest LP | County | Public | 39.0199 | -77.0572 | Building | 53 | 0 |  | 2009-10-23 | 2009-12-02 | Recommended | MDWSH0720 |  | https://s3.amazonaws.com/montgomerycountytfcg/Applications/200912-07.pdf
200912-04 | T-Mobile | New Monopole | New | Bradley Co | 445 | 7887 | Bradley Blvd | Bethesda | R-200 | Verizon Maryland, Inc |  | Private | 39.0122 | -77.16 | Monopole | 100 | 0 |  | 2009-10-21 | 2010-02-03 | Recommended | MD7513-A |  | https://s3.amazonaws.com/montgomerycountytfcg/Applications/200912-04.pdf
200912-02 | Clearwire | Existing Rooftop | Colocation | Crowne Plaza | 444 | 8777 | Georgia Ave | Silver Spring | CR-5.0 | Servico of Maryland |  | Private | 38.9983 | -77.0297 | Building | 100 | 0 |  | 2009-10-16 | 2009-12-02 | Recommended | MDWSH0689 |  | https://s3.amazonaws.com/montgomerycountytfcg/Applications/200912-02.pdf
200912-03 | Clearwire | Existing Building | Colocation | Churchill Senior Housing | 396 | 21000 | Father Hurley Blvd | Germantown | TS | Churchill Senior Housing ILP |  | Private | 39.1839 | -77.2747 | Building | 40 | 0 |  | 2009-10-16 | 2009-12-02 | Recommended | MDWSH0767 |  | https://s3.amazonaws.com/montgomerycountytfcg/Applications/200912-03.pdf
200912-01 | ITT | Existing tower | Colocation | Suburban Propane | 143 | 35 | Derwood Cir | Rockville | IM-2.5 H-50 | Suburban Propane |  | Private | 39.1032 | -77.1542 | Tower | 215 | 0 |  | 2009-10-15 | 2009-11-04 | Recommended |  |  | https://s3.amazonaws.com/montgomerycountytfcg/Applications/200912-01.pdf
200911-04 | Verizon Wireless | Antenna Changeout | Minor Modification | Chateau Apartments | 53.02 | 9737 | Mt. Pisgah Rd | Silver Spring | R-H | Hillzo LP |  | Private | 39.0172 | -76.9732 | Building | 162 | 0 |  | 2009-10-14 | 2009-11-04 | Recommended | Chateau |  | https://s3.amazonaws.com/montgomerycountytfcg/Applications/200911-04.pdf
200911-03 | Clearwire | Existing Monopole | Colocation | Tilden Middle School | 236 | 11211 | Old Georgetown Rd | Rockville | R-90 | Board of Education | School | Public | 39.0384 | -77.1211 | Monopole | 75 | 0 |  | 2009-10-01 | 2010-01-20 | Withdrawn | DCWSH5173
200911-02 | Clearwire | Existing Building | Colocation | Sunrise Apts | 149 | 19310 | Club House Rd | Gaithersburg | R-10 | Sunrise Assisted Living |  | Private | 39.1738 | -77.2027 | Building | 70 | 0 |  | 2009-09-30 | 2010-01-20 | Withdrawn | DCWSH5449
200911-01 | Clearwire | WiMAX Antenna | Colocation | Daly Elementary School | 324 | 20301 | Brandermill Dr | Germantown | R-90 | MCPS | School | Public | 39.1888 | -77.2325 | Monopole | 101 | 0 |  | 2009-09-22 | 2009-11-04 | Recommended | MDWSH572 |  | https://s3.amazonaws.com/montgomerycountytfcg/Applications/200911-01.pdf
200910-12 | Clearwire | WiMAX Antennas | Colocation | Wheaton High School | 299 | 12501 | Dalewood Rd | Silver Spring | R-60 | MCPS | School | Public | 39.0595 | -77.0665 | Monopole | 100 | 0 |  | 2009-09-11 | 2009-10-07 | Recommended | MDWSH0714 |  | https://s3.amazonaws.com/montgomerycountytfcg/Applications/200910-12.pdf
200910-13 | Clearwire | WiMAX Antennas | Colocation | Springbrook High School | 373 | 201 | Valley Brook Dr | Silver Spring | R-200 | Board of Education | School | Public | 39.0583 | -77.0081 | Monopole | 99 | 0 |  | 2009-09-11 | 2009-10-07 | Recommended | MDWSH0717 |  | https://s3.amazonaws.com/montgomerycountytfcg/Applications/200910-13.pdf
200910-11 | Clearwire | Existing Building | Colocation | Littledale Road | 443 | 3620 | Littledale Rd | Kensington | R-90 | Housing Opp Comm of Montgomery County | County | Public | 39.0164 | -77.0753 | Building | 138 | 0 |  | 2009-09-09 | 2010-01-26 | Withdrawn | MDWSH0727
200910-10 | Clearwire | Microwave Antennas | Colocation | 962 Wayne Ave | 46 | 962 | Wayne Ave | Silver Spring | CR-5.0 | Bsrep II MD Office Wayne LLC |  | Private | 38.9943 | -77.026 | Building | 112 | 0 |  | 2009-09-02 | 2009-10-07 | Recommended | DCWSH5169 |  | https://s3.amazonaws.com/montgomerycountytfcg/Applications/200910-10.pdf
200910-05 | Clearwire | Existing Building | Colocation | St. Johns' Episcopal School | 439 | 3427 | Olney-Laytonsville Rd | Olney | R-200 | St. John's Episcopal School | Church | Private | 39.1564 | -77.0686 | Building | 40 | 0 |  | 2009-08-28 | 2009-12-02 | Recommended | MDWSH0757 |  | https://s3.amazonaws.com/montgomerycountytfcg/Applications/200910-05.pdf
200910-06 | Clearwire | Existing Tower | Colocation | Pepco 640-S | 442 |  | Glen Mill Rd & White Claver Terr | Potomac | RE-2 | Pepco | Pepco | Private | 39.0631 | -77.2153 | Tower | 131 | 0 |  | 2009-08-28 | 2009-10-07 | Recommended | MDWSH0744 |  | https://s3.amazonaws.com/montgomerycountytfcg/Applications/200910-06.pdf
200910-07 | Clearwire | Existing Building | Colocation | MC Hospital | 440 | 18101 | Prince Philip Dr | Olney | RE-2 | Montgomery County General Hospital Inc. | County | Public | 39.1539 | -77.0544 | Building | 85.3 | 0 |  | 2009-08-28 | 2009-12-02 | Recommended | MDWSH0758 |  | https://s3.amazonaws.com/montgomerycountytfcg/Applications/200910-07.pdf
200910-08 | Clearwire | New Monopole | New | Holy Cross Elementary School | 441 | 4920 | Strathmore Ave | Kensington | R-60 | Patrick O'Boyle |  | Private | 39.0342 | -77.0964 | Monopole | 85 | 0 |  | 2009-08-28 | 2009-10-23 | Withdrawn | MDWSH0773
200910-09 | Clearwire | Existing Tower | Colocation | AT&T Long Line Tower | 120 | 12419 | Middlebrook Rd | Germantown | IM-2.5 H-50 | American Tower Inc. |  | Private | 39.1769 | -77.2572 | Tower | 125 | 0 |  | 2009-08-28 | 2009-12-02 | Recommended | DCWSH5830 |  | https://s3.amazonaws.com/montgomerycountytfcg/Applications/200910-09.pdf
200910-04 | Cricket | Existing Water Tank | Colocation | Brink Water Tank | 87 | 21701 | Ridge Rd | Germantown | AR | WSSC | WSSC | Public | 39.2126 | -77.238 | Water Tank | 124 | 0 |  | 2009-08-21 | 2009-10-07 | Recommended | IAD722C |  | https://s3.amazonaws.com/montgomerycountytfcg/Applications/200910-04.pdf
200910-03 | Clearwire | Microwave Dish | Minor Modification | Pepco 683-E | 600 | 18300B | Bowie Mill Rd | Olney | RE-1 | Pepco |  | Private | 39.1563 | -77.0922 | Tower | 134 | 0 |  | 2009-08-20 | 2009-09-02 | Recommended | MDWSH289A |  | https://s3.amazonaws.com/montgomerycountytfcg/Applications/200910-03.pdf
200910-02 | Cricket | Existing Tower | Colocation | Pepco 59-S | 158.02 | 0 | Black Rock Rd | Germantown | AR | Pepco | Pepco | Private | 39.1383 | -77.2959 | Tower | 124.5 | 0 |  | 2009-08-14 | 2009-10-07 | Recommended | IAD720A |  | https://s3.amazonaws.com/montgomerycountytfcg/Applications/200910-02.pdf
200910-01 | Clearwire | Existing Building | Colocation | Wildwood Medical Center | 367 | 10401 | Old Georgetown Rd | Bethesda | CRT-1.25 | Wildwood Medical Center |  | Private | 39.0265 | -77.1251 | Building | 50 | 0 |  | 2009-08-13 | 2009-12-02 | Recommended | MD-WSH0604 |  | https://s3.amazonaws.com/montgomerycountytfcg/Applications/200910-01.pdf
200909-14 | Verizon Wireless | Existing Monopole | Colocation | Gate of Heaven | 116 | 13801 | Georgia Ave | Silver Spring | RE-2 | ROMAN CATHOLIC ARCHDIOCESE OF WASHINGTON |  | Private | 39.0877 | -77.0706 | Monopole | 190.5 | 0 |  | 2009-08-11 | 2009-09-02 | Recommended | English Manor |  | https://s3.amazonaws.com/montgomerycountytfcg/Applications/200909-14.pdf
200909-15 | FLO TV | Existing Tower | Colocation | Shumaker Property | 127 | 0 | Peach Tree Rd | Boyds | AR | Shumaker Family Properties LLC |  | Private | 39.1996 | -77.3481 | Tower | 150 | 0 |  | 2009-08-10 | 2009-09-02 | Recommended | WAS014 |  | https://s3.amazonaws.com/montgomerycountytfcg/Applications/200909-15.pdf
200909-12 | Clearwire | Microwave dish | Colocation | 6110 Executive Blvd | 171 | 6110 | Executive Blvd | Rockville | EOF-0.75 | Washington REIT |  | Private | 39.048 | -77.1241 | Building | 110 | 0 |  | 2009-07-31 | 2009-11-04 | Recommended | DCWSH5318 |  | https://s3.amazonaws.com/montgomerycountytfcg/Applications/200909-12.pdf
200909-13 | Clearwire | Microwave Dish | Colocation | Colesville Monopole | 76 | 49 | Randolph Rd | Colesville | NR-0.75 H-45 | A.I. GLENVIEW LLC M & ML PATRIOT LLC ETAL |  | Private | 39.0764 | -77.0028 | Monopole | 150 | 0 |  | 2009-07-31 | 2009-10-07 | Recommended | DCWSH5369 |  | https://s3.amazonaws.com/montgomerycountytfcg/Applications/200909-13.pdf
200909-11 | AT&T Wireless | Antenna Change Out | Minor Modification | Sherwood High School | 157 | 300 | Olney-Sandy Spring Rd | Sandy Spring | RNC | Board of Education | School | Public | 39.1485 | -77.0172 | Monopole | 150 | 0 |  | 2009-07-29 | 2009-09-02 | Recommended | Sherwood High School |  | https://s3.amazonaws.com/montgomerycountytfcg/Applications/200909-11.pdf
200909-10 | Clearwire | Existing Tower | Colocation | Pepco | 438 |  | Gainsborough Rd & Regency Dr | Potomac | R-90 | Pepco | Pepco | Private | 39.045 | -77.1681 | Tower | 132 | 0 |  | 2009-07-28 | 2009-09-02 | Recommended | MDWSH0718 |  | https://s3.amazonaws.com/montgomerycountytfcg/Applications/200909-10.pdf
200909-08 | Clearwire | Microwave Dish | Colocation | Halle Building | 109 | 2900 | Linden Ln | Silver Spring | EOF-1.5 | Halle, Warren E & MD |  | Private | 39.0149 | -77.0576 | Building | 36 | 0 |  | 2009-07-24 | 2009-09-02 | Recommended | MDWSH5171 |  | https://s3.amazonaws.com/montgomerycountytfcg/Applications/200909-08.pdf
200909-09 | Clearwire | Microwave Dish | Colocation | Brink Water Tank | 87 | 21701 | Ridge Rd | Germantown | AR | WSSC | WSSC | Public | 39.2126 | -77.238 | Water Tank | 124 | 0 |  | 2009-07-24 |  | Withdrawn | DCWSH5422
200909-04 | Clearwire | Microwave Dish | Colocation | Avenel Golf Course | 55 | 10010 | Oaklyn Dr | Potomac | RE-2C | WSSC | WSSC | Public | 38.9951 | -77.2038 | Monopole | 130 | 0 |  | 2009-07-21 | 2009-09-02 | Recommended | DCWSH5307 |  | https://s3.amazonaws.com/montgomerycountytfcg/Applications/200909-04.pdf
200909-05 | Clearwire | Microwave Dish | Colocation | Pepco 100-S | 225 | 20000 blk | Goshen Rd & Rothbury Dr | Gaithersburg | R-200 | Pepco | Pepco | Private | 39.1841 | -77.1881 | Tower | 134 | 0 |  | 2009-07-21 | 2009-11-04 | Recommended | DCWSH5829 |  | https://s3.amazonaws.com/montgomerycountytfcg/Applications/200909-05.pdf
200909-06 | Clearwire | Microwave Dish | Colocation | Bethesda Country Club | 51.01 | 7601 | Bradley Blvd | Bethesda | R-200 | Bethesda Country Club |  | Private | 39.0153 | -77.1501 | Monopole | 150 | 0 |  | 2009-07-21 | 2009-09-02 | Recommended | DCWSH5179 |  | https://s3.amazonaws.com/montgomerycountytfcg/Applications/200909-06.pdf
200909-07 | Clearwire | WiMAX Antenna | Colocation | Takoma Business Center | 254 | 6930 | Carroll Ave | Takoma Park | CRT-1.5 C-1.5 R-0.5 H-50 | Takoma Business Center LLC |  | Private | 38.9753 | -77.0141 | Building | 110 | 0 |  | 2009-07-21 | 2009-11-04 | Recommended | MDWS1277A |  | https://s3.amazonaws.com/montgomerycountytfcg/Applications/200909-07.pdf
200909-02 | Clearwire | Existing Monopole | Colocation | Gate of Heaven | 116 | 13801 | Georgia Ave | Silver Spring | RE-2 | ROMAN CATHOLIC ARCHDIOCESE OF WASHINGTON |  | Private | 39.0877 | -77.0706 | Monopole | 190.5 | 0 |  | 2009-07-20 | 2009-10-07 | Recommended | DCWSH5358 |  | https://s3.amazonaws.com/montgomerycountytfcg/Applications/200909-02.pdf
200909-03 | Clearwire | Existing Water Tank | Colocation | Glenmont Tank | 12 | 12413 | Georgia Ave | Silver Spring | CR-2.0 C-0.5 R-1.75 H-120 | WSSC | WSSC | Public | 39.0616 | -77.0516 | Water Tank | 183 | 0 |  | 2009-07-20 |  | Withdrawn | DCWSH5288
200909-01 | Cricket | Existing Monopole | Colocation | Damascus VFD 13 Activity Ctr | 107 | 10211 | Lewis Dr | Damascus | RE-2C | Damascus VFD | Fire | Private | 39.2908 | -77.2135 | Monopole | 200 | 0 |  | 2009-07-16 | 2009-10-07 | Recommended | IAD363D |  | https://s3.amazonaws.com/montgomerycountytfcg/Applications/200909-01.pdf
200908-55 | Clearwire | WiMAX Antennas | Colocation | Bullis Prep School | 22 | 10601 | Falls Rd | Potomac | RE-2 | The Bullis School Inc. | School | Private | 39.0296 | -77.1945 | Monopole | 130 | 0 |  | 2009-07-15 | 2009-09-02 | Recommended | MDWSH071 |  | https://s3.amazonaws.com/montgomerycountytfcg/Applications/200908-55.pdf
200908-56 | Clearwire | Microwave Dish | Colocation | Pepco 663-S | 234 | 10999 | Seven Hill Ln | Rockville | R-90 | Pepco | Pepco | Private | 39.0356 | -77.1578 | Tower | 98 | 0 |  | 2009-07-15 | 2009-09-02 | Recommended | DCWSH5346 |  | https://s3.amazonaws.com/montgomerycountytfcg/Applications/200908-56.pdf
200908-57 | Clearwire | Microwave Dish | Colocation | Pepco 627-S | 187 | 14201 | Quince Orchard Rd | Gaithersburg | R-200 | Pepco | Pepco | Private | 39.0859 | -77.249 | Tower | 132 | 0 |  | 2009-07-15 | 2009-09-02 | Recommended | DCWSH5437 |  | https://s3.amazonaws.com/montgomerycountytfcg/Applications/200908-57.pdf
200908-58 | Clearwire | Microwave Dish | Colocation | Pepco 652-N | 215 | 12200 | Falls Rd | Potomac | CRT-2.25 | Pepco | Pepco | Private | 39.055 | -77.181 | Tower | 146 | 0 |  | 2009-07-15 | 2009-09-02 | Recommended | DCWSH5347 |  | https://s3.amazonaws.com/montgomerycountytfcg/Applications/200908-58.pdf
200908-50 | Cricket | Existing Water Tank | Colocation | Airpark Water Tank | 134 | 20511 | Woodfield Rd | Gaithersburg | RE-1 | WSSC | WSSC | Public | 39.1923 | -77.1513 | Water Tank | 98 | 0 |  | 2009-07-10 | 2009-08-05 | Recommended | IAD721A |  | https://s3.amazonaws.com/montgomerycountytfcg/Applications/200908-50.pdf
200908-51 | Cricket | Existing Monopole | Colocation | Extra Space Storage | 350 | 19500 | Frederick Rd | Germantown | GR-1.5 H-45 | Extra Space Properties 131 LLC |  | Private | 39.1755 | -77.24 | Monopole | 120 | 0 |  | 2009-07-10 | 2009-10-07 | Recommended | IAD719A |  | https://s3.amazonaws.com/montgomerycountytfcg/Applications/200908-51.pdf
200908-52 | Cricket | Existing Building | Colocation | Walkers House | 144 | 18700 | Walkers Choice Rd | Gaithersburg | R-10 | Walker House Owner LLC |  | Private | 39.163 | -77.2051 | Building | 76 | 0 |  | 2009-07-10 | 2009-08-05 | Recommended | IAD718B |  | https://s3.amazonaws.com/montgomerycountytfcg/Applications/200908-52.pdf
200908-53 | Clearwire | WiMAX Antennas | Colocation | DC Radio | 437 | 7115 | Greentree Rd | Bethesda | R-90 | Citadel Media/DC Radio Assets LLC |  | Private | 39.0147 | -77.1456 | Tower | 110 | 0 |  | 2009-07-10 | 2009-09-02 | Recommended | MDWSH0716 |  | https://s3.amazonaws.com/montgomerycountytfcg/Applications/200908-53.pdf
200908-54 | T-Mobile | Existing Building | Colocation | Holy Cross Hospital | 257 | 1500 | Forest Glen Rd | Silver Spring | R-60 | Holy Cross Hospital of SS |  | Private | 39.0147 | -77.0356 | Building | 90 | 0 |  | 2009-07-10 | 2009-08-05 | Recommended | WAN535 |  | https://s3.amazonaws.com/montgomerycountytfcg/Applications/200908-54.pdf
200908-47 | Clearwire | Microwave Dish | Colocation | MDOT-Rockville | 73 |  | I-270 & Montrose Rd | Rockville | R-90 | MDOT / State Hwy Admin. | State | Public | 39.0579 | -77.1537 | Monopole | 140 | -1 |  | 2009-07-07 | 2009-10-07 | Recommended | DCWSH5300 |  | https://s3.amazonaws.com/montgomerycountytfcg/Applications/200908-47.pdf
200908-48 | Clearwire | Microwave Dish | Colocation | Blair High School | 108 | 51 | University Blvd East | Silver Spring | R-60 | M-NCPPC | M-NCPPC | Public | 39.0172 | -77.0073 | Monopole | 128 | 0 |  | 2009-07-07 | 2010-04-07 | Recommended | DCWSH5806 |  | https://s3.amazonaws.com/montgomerycountytfcg/Applications/200908-48.pdf
200908-46 | Clearwire | Microwave Dish | Colocation | Shady Grove Post Office | 49 | 16501 | Shady Grove Rd | Gaithersburg | IM-0.5 H-75 | United States Postal Service | Federal | Public | 39.1264 | -77.17 | Monopole | 146 | 0 |  | 2009-07-01 | 2009-09-02 | Recommended | DCWSH5432 |  | https://s3.amazonaws.com/montgomerycountytfcg/Applications/200908-46.pdf
200908-43 | Clearwire | WiMAX Antenna | Colocation | Renaissance Plaza Apts | 16 | 14000 | Castle Blvd | Silver Spring | R-20 | Renaissance Plaza Condo |  | Private | 39.0858 | -76.9419 | Building | 100 | 0 |  | 2009-06-30 | 2009-09-02 | Recommended | DCWSH5306 |  | https://s3.amazonaws.com/montgomerycountytfcg/Applications/200908-43.pdf
200908-44 | Clearwire | WiMAX Antenna | Colocation | Chateau Apartments | 53.01 | 9727 | Mt. Pisgah Rd | Silver Spring | R-H | Hillzo LP |  | Private | 39.0168 | -76.9745 | Building | 159 | 0 |  | 2009-06-30 | 2009-09-02 | Recommended | DCWSH5499 |  | https://s3.amazonaws.com/montgomerycountytfcg/Applications/200908-44.pdf
200908-45 | T-Mobile | New Monopole | New | Andrews Monopole | 436 | 18420 | Whites Ferry Rd | Poolesville | AR | Milton D and Patsy J Milton |  | Private | 39.1319 | -77.3872 | Monopole | 120 | 0 |  | 2009-06-30 | 2009-10-07 | Recommended | WAN588 |  | https://s3.amazonaws.com/montgomerycountytfcg/Applications/200908-45.pdf
200908-23 | T-Mobile | Existing Monopole | Colocation | Goshen Church Monopole | 271 | 7700 | Brink Rd | Gaithersburg | R-200 | Goshen United Methodist Church | Church | Private | 39.2097 | -77.1574 | Monopole | 129 | 0 |  | 2009-06-29 | 2009-09-02 | Recommended | WAN587 |  | https://s3.amazonaws.com/montgomerycountytfcg/Applications/200908-23.pdf
200908-24 | T-Mobile | New Monopole | New | Brown Monopole | 435 | 3101 | Damascus Rd | Brookeville | R-200 | N. Stansbury Brown III and Ellen Brown |  | Private | 39.2256 | -77.0622 | Monopole | 120 | 0 |  | 2009-06-29 | 2009-08-05 | Recommended | WAN576 |  | https://s3.amazonaws.com/montgomerycountytfcg/Applications/200908-24.pdf
200908-25 | Clearwire | Existing Building | Colocation | Atrium at Station Square | 99 | 1010 | Wayne Ave | Silver Spring | CR-8.0 | Moore and Associates |  | Private | 38.9938 | -77.0277 | Building | 189 | 0 |  | 2009-06-29 | 2009-09-02 | Recommended | DCWSH0006 |  | https://s3.amazonaws.com/montgomerycountytfcg/Applications/200908-25.pdf
200908-26 | Clearwire | Existing Building | Colocation | Ramada Silver Spring | 216 | 7990 | Georgia Ave | Silver Spring | CR-3.0 | ELSS LLC |  | Private | 38.9867 | -77.0272 | Building | 81 | 0 |  | 2009-06-29 | 2009-09-02 | Recommended | DCWSH5176 |  | https://s3.amazonaws.com/montgomerycountytfcg/Applications/200908-26.pdf
200908-27 | Clearwire | Existing Building | Colocation | Battery Park | 145 | 7979 | Old Georgetown Rd | Bethesda | CR-3.0 | Jamal's 7979 LLC |  | Private | 38.9893 | -77.1012 | Building | 120 | 0 |  | 2009-06-29 | 2009-09-02 | Recommended | 0 |  | https://s3.amazonaws.com/montgomerycountytfcg/Applications/200908-27.pdf
200908-28 | Clearwire | Existing Building | Colocation | Washington Baptist Church | 182 | 5144 | Massachusetts Ave | Bethesda | R-60 | Washington Jesus Baptist Church | Church | Private | 38.9507 | -77.1025 | Building | 35.8 | 0 |  | 2009-06-29 | 2009-09-02 | Recommended | DCWSH5144 |  | https://s3.amazonaws.com/montgomerycountytfcg/Applications/200908-28.pdf
200908-29 | Clearwire | Existing Building | Colocation | Chevy Chase Building | 18 | 5530 | Wisconsin Ave | Chevy Chase | CR-3.0 C-2.0 R-2.75 H-90 T | Friendship Propertie |  | Private | 38.9648 | -77.0883 | Building | 160 | 0 |  | 2009-06-29 | 2009-09-02 | Recommended | DCWSH5196 |  | https://s3.amazonaws.com/montgomerycountytfcg/Applications/200908-29.pdf
200908-30 | Clearwire | Existing Building | Colocation | National 4-H Council Bldg | 44 | 7100 | Connecticut Ave | Chevy Chase | R-60 | National 4-H Council |  | Private | 38.981 | -77.0788 | Building | 36 | 0 |  | 2009-06-29 | 2010-02-03 | Recommended | DCWSH5197 |  | https://s3.amazonaws.com/montgomerycountytfcg/Applications/200908-30.pdf
200908-31 | Clearwire | Existing Lattice Tower | Colocation | WWDC Radio Tower | 40 | 8800 | Brookeville Rd | Silver Spring | IM-2.5 H-50 | Chancellor Media Corp. |  | Private | 38.9999 | -77.057 | Tower | 695 | 0 |  | 2009-06-29 | 2009-09-02 | Withdrawn | DCWSH5200
200908-32 | Clearwire | Existing Building | Colocation | Park Montgomery Apts | 26 | 8860 | Piney Branch Rd | Silver Spring | R-H | Park Montgomery Limited Prtnrshp |  | Private | 39.0005 | -76.9917 | Building | 147 | 0 |  | 2009-06-29 | 2009-09-02 | Recommended | DCWSH5201 |  | https://s3.amazonaws.com/montgomerycountytfcg/Applications/200908-32.pdf
200908-33 | Clearwire | Existing Monopole | Colocation | Fire Station 33 | 37 | 11430 | Falls Rd | Potomac | R-200 | Rockville Volunteer Fire Dept. | Fire | Private | 39.0437 | -77.1939 | Monopole | 150 | 0 |  | 2009-06-29 | 2009-12-02 | Recommended | DCWSH5297 |  | https://s3.amazonaws.com/montgomerycountytfcg/Applications/200908-33.pdf
200908-34 | Clearwire | Existing Monopole | Colocation | Rinaldi Property | 24 | 15700 | Georgia Ave | Olney | R-200 | Patricia V Rinaldi |  | Private | 39.1159 | -77.0745 | Monopole | 120 | 0 |  | 2009-06-29 | 2009-11-04 | Recommended | DCWSH5294 |  | https://s3.amazonaws.com/montgomerycountytfcg/Applications/200908-34.pdf
200908-35 | Clearwire | Existing Monopole | Colocation | Argyle Country Club | 111 | 14600 | Argyle Club Rd | Silver Spring | RE-2 | Argyle Land Company |  | Private | 39.0961 | -77.0526 | Monopole | 125 | 0 |  | 2009-06-29 | 2009-09-02 | Recommended | DCWSH5316 |  | https://s3.amazonaws.com/montgomerycountytfcg/Applications/200908-35.pdf
200908-36 | Clearwire | Existing Building | Colocation | Parklawn | 156 | 11820 | Parklawn Dr | Rockville | EOF-0.75 | PS Business Parks L P |  | Private | 39.0499 | -77.1037 | Building | 63 | 0 |  | 2009-06-29 | 2009-09-02 | Recommended | DCWSH5319 |  | https://s3.amazonaws.com/montgomerycountytfcg/Applications/200908-36.pdf
200908-37 | Clearwire | Existing Building | Colocation | Walkers House | 144 | 18700 | Walkers Choice Rd | Gaithersburg | R-10 | Walker House Owner LLC |  | Private | 39.163 | -77.2051 | Building | 76 | 0 |  | 2009-06-29 | 2009-09-02 | Recommended | DCSH5430 |  | https://s3.amazonaws.com/montgomerycountytfcg/Applications/200908-37.pdf
200908-38 | Clearwire | Existing Monopole | Colocation | Seneca Ayr Farm | 68 | 13100 | Old Baltimore Rd West | Boyds | IL-1.0 H-50 | Linthicum Properties Management LLC | Crown Castle | Private | 39.2124 | -77.2755 | Monopole | 140 | 0 |  | 2009-06-29 | 2009-10-07 | Recommended | DCWSH5629 |  | https://s3.amazonaws.com/montgomerycountytfcg/Applications/200908-38.pdf
200908-39 | Clearwire | Existing Building | Colocation | Parkside Plaza | 255 | 9039 | Sligo Creek Pkwy | Silver Spring | R-10 | Parkside Plaza Condo |  | Private | 39.0042 | -77.0136 | Building | 150 | 0 |  | 2009-06-29 | 2009-12-02 | Recommended | DCWSH5883 |  | https://s3.amazonaws.com/montgomerycountytfcg/Applications/200908-39.pdf
200908-40 | Clearwire | Existing Water Tank | Colocation | Woodside Water Tank | 1 | 1945 | Seminary Pl | Silver Spring | R-60 | WSSC | WSSC | Public | 39.0099 | -77.0425 | Water Tank | 117 | 0 |  | 2009-06-29 |  | Withdrawn | DCWSH5876
200908-41 | Clearwire | Existing Obsv. Tower Bldg | Colocation | Public Svc Training Academy | 7 | 10025 | Darnestown Rd | Rockville | CR-0.75 | Montgomery County | County | Public | 39.0992 | -77.2078 | Building | 78 | 0 |  | 2009-06-29 | 2009-08-05 | Withdrawn | DCWSH5313
200908-42 | Clearwire | Existing Building | Colocation | NIH Bldg 10 | 414 | 10 | Center Dr | Bethesda | R-60 | US Government | Federal | Public | 39.0018 | -77.1042 | Building | 75 | 0 |  | 2009-06-29 | 2009-12-02 | Recommended | DCWSH5877 |  | https://s3.amazonaws.com/montgomerycountytfcg/Applications/200908-42.pdf
200908-20 | T-Mobile | Existing Monopole | Colocation | Bretton Woods | 327 | 15700 | River Rd | Germantown | RC | International Monetary Fund |  | Public | 39.0762 | -77.3281 | Monopole | 131 | 0 |  | 2009-06-26 | 2009-08-05 | Withdrawn | WAN518
200908-21 | T-Mobile | Existing Tower | Colocation | Shumaker Property | 127 | 0 | Peach Tree Rd | Boyds | AR | Shumaker Family Properties LLC |  | Private | 39.1996 | -77.3481 | Tower | 150 | 0 |  | 2009-06-26 | 2009-09-02 | Recommended | WAN370B |  | https://s3.amazonaws.com/montgomerycountytfcg/Applications/200908-21.pdf
200908-17 | AT&T Wireless | Antenna Change Out | Minor Modification | Kenwood Country Club | 30 | 5601 | River Rd | Bethesda | R-90 | Kenwood Country Club |  | Private | 38.9766 | -77.1142 | Tower | 230 | 0 |  | 2009-06-24 | 2009-08-05 | Recommended | Radnor Rd |  | https://s3.amazonaws.com/montgomerycountytfcg/Applications/200908-17.pdf
200908-18 | Clearwire | WiMAX antenna | Colocation | Grosvenor House Apts | 14 | 10101 | Grosvenor Pl | Rockville | R-10 | Grosvenor Park |  | Private | 39.0233 | -77.1044 | Building | 174 | 0 |  | 2009-06-24 | 2009-09-02 | Recommended | DCWSH5301 |  | https://s3.amazonaws.com/montgomerycountytfcg/Applications/200908-18.pdf
200908-19 | Clearwire | Microwave Antenna | Colocation | Edinburgh Apts | 172 | 7513 | Maple Ave | Takoma Park | R-10 | MHP Edinburgh House Inc |  | Private | 38.9815 | -77.0088 | Building | 90 | 0 |  | 2009-06-24 | 2009-09-02 | Recommended | DCWSH5517 |  | https://s3.amazonaws.com/montgomerycountytfcg/Applications/200908-19.pdf
200908-14 | Clearwire | Existing Tower | Colocation | Pepco 689-E | 391 |  | Hines Rd and Evangeline Ln | Olney | R-200 | Pepco | Pepco | Private | 39.1406 | -77.0825 | Tower | 150 | 0 |  | 2009-06-23 | 2009-10-07 | Recommended | MDWSH014 |  | https://s3.amazonaws.com/montgomerycountytfcg/Applications/200908-14.pdf
200908-15 | Clearwire | Existing Tower | Colocation | Pepco 620-N | 353 | 12457 | Falconbridge Dr | Gaithersburg | R-200 | Pepco | Pepco | Private | 39.1033 | -77.2572 | Tower | 126 | 0 |  | 2009-06-23 | 2009-10-07 | Recommended | MDWSH027A |  | https://s3.amazonaws.com/montgomerycountytfcg/Applications/200908-15.pdf
200908-16 | Clearwire | Microwave Antenna | Colocation | Mellon Bank | 240 | 1901 | Research Blvd | Rockville | I-3 | McShea & Company |  | Private | 39.0997 | -77.18 | Building | 90 | 0 |  | 2009-06-23 | 2009-12-31 | Withdrawn | DCWSH5344
200908-06 | Clearwire | WiMAX Changeout | Minor Modification | Leaman Property | 86 | 13820 | Clopper Rd | Boyds | R-200 | American Tower Asset Sub 2 LLC |  | Private | 39.1652 | -77.2908 | Monopole | 125 | 0 |  | 2009-06-22 | 2009-10-07 | Recommended | DCWSH5624 |  | https://s3.amazonaws.com/montgomerycountytfcg/Applications/200908-06.pdf
200908-07 | Clearwire | WiMAX Antenna | Colocation | Hughes Methodist Church | 228 | 10700 | Georgia Ave | Silver Spring | R-60 | Hughes United Methodist Church | Church | Private | 39.0303 | -77.0481 | Building | 30 | 0 |  | 2009-06-22 | 2009-09-02 | Recommended | DCWSH5880 |  | https://s3.amazonaws.com/montgomerycountytfcg/Applications/200908-07.pdf
200908-08 | Clearwire | WiMAX Changeout | Minor Modification | Izaak Walton League | 6 | 18301 | Waring Station Rd | Germantown | R-200 | Izaak Walton League |  | Private | 39.1551 | -77.2535 | Tower | 224 | 0 |  | 2009-06-22 | 2009-09-02 | Recommended | DCWSH5431 |  | https://s3.amazonaws.com/montgomerycountytfcg/Applications/200908-08.pdf
200908-09 | Clearwire | WiMAX Antenna | Colocation | JFK High School | 288 | 1901 | Randolph Rd | Silver Spring | R-90 | Board of Education | School | Public | 39.0676 | -77.0397 | Monopole | 135 | 0 |  | 2009-06-22 | 2010-02-03 | Recommended | DCWSH5733 |  | https://s3.amazonaws.com/montgomerycountytfcg/Applications/200908-09.pdf
200908-10 | Clearwire | WiMAX Antenna | Colocation | The Meadows | 258.01 | 12501 | Prosperity Dr | Silver Spring | CR-0.75 | PSB Meadows LLC |  | Private | 39.0597 | -76.9633 | Building | 54 | 0 |  | 2009-06-22 | 2009-10-07 | Recommended | DCWSH5321 |  | https://s3.amazonaws.com/montgomerycountytfcg/Applications/200908-10.pdf
200908-11 | Clearwire | WiMAX Antenna | Colocation | Crossroads Building | 273 | 7676 | New Hampshire Ave | Takoma Park | CRT-2.5 | 7676 New Hampshire L.P. |  | Private | 38.9874 | -76.9885 | Building | 40 | 0 |  | 2009-06-22 | 2009-10-07 | Recommended | DCWSH5836 |  | https://s3.amazonaws.com/montgomerycountytfcg/Applications/200908-11.pdf
200908-12 | Clearwire | WiMAX Antenna | Colocation | Montgomery Towers | 265 | 415 | Silver Spring Ave | Silver Spring | R-10 | Montgomery Towers LLC |  | Private | 38.9933 | -77.0108 | Building | 57 | 0 |  | 2009-06-22 | 2009-09-02 | Recommended | DCWSH5884 |  | https://s3.amazonaws.com/montgomerycountytfcg/Applications/200908-12.pdf
200908-13 | Clearwire | WiMAX Antenna | Colocation | Century 21 Building | 334 | 20010 | Century Blvd | Germantown | CR-2.0 | Rickman Century LLC |  | Private | 39.1856 | -77.26 | Building | 60 | 0 |  | 2009-06-22 | 2009-09-02 | Recommended | DCWSH5765 |  | https://s3.amazonaws.com/montgomerycountytfcg/Applications/200908-13.pdf
200908-05 | Clearwire | WiMAX Antenna | Colocation | Pepco-Cabin John | 160.01 |  | MacArthur Blvd & I-495 | Cabin John | R-200 | Pepco | Pepco | Private | 38.976 | -77.179 | Tower | 80 | 0 |  | 2009-06-19 | 2009-09-02 | Recommended | DCWSH5180 |  | https://s3.amazonaws.com/montgomerycountytfcg/Applications/200908-05.pdf
200902-03 | T-Mobile | New Monopole | New | Northlake Apts | 413 | 14001 | Grey Eagle Ct | Germantown | PD-9 | ERP Operating Limited Partnership |  | Private | 39.1667 | -77.2639 | Monopole | 95 | 0 |  | 2009-06-16 | 2009-10-07 | Recommended | WAN101A |  | https://s3.amazonaws.com/montgomerycountytfcg/Applications/200902-03.pdf
200908-03 | Clearwire | WiMAX Antenna | Colocation | Pavilion Apts | 31 | 5901 | Montrose Rd | Rockville | CR-4.0 C-0.25 R-4.0 H-190 | CP5 MONTEREY LLC |  | Private | 39.0537 | -77.1189 | Building | 152 | 0 |  | 2009-06-16 | 2009-09-02 | Recommended | DCWSH5308 |  | https://s3.amazonaws.com/montgomerycountytfcg/Applications/200908-03.pdf
200908-04 | Clearwire | WiMAX Antenna | Colocation | Hildarose | 169 | 2100 | Hildarose Dr | Silver Spring | R-10 | Belvedere LTD |  | Private | 39.02 | -77.0447 | Building | 36 | 0 |  | 2009-06-16 | 2009-09-02 | Recommended | DCWSH5324 |  | https://s3.amazonaws.com/montgomerycountytfcg/Applications/200908-04.pdf
200908-01 | T-Mobile | New Monopole | New | Whites Farm | 432 | 22531 | Wildcat Rd | Germantown | AR | Kay Harding White and William White |  | Private | 39.2244 | -77.2033 | Monopole | 120 | 0 |  | 2009-06-15 | 2009-09-02 | Recommended | WAN300 |  | https://s3.amazonaws.com/montgomerycountytfcg/Applications/200908-01.pdf
200908-02 | T-Mobile | New Monopole | New | Wesleyan Church | 433 | 11210 | Bethesda Church Rd | Damascus | AR | Chesapeake District of Wesleyan Church Inc | church | Private | 39.2994 | -77.2328 | Monopole | 120 | 0 |  | 2009-06-15 | 2010-01-06 | Recommended | WAN504B |  | https://s3.amazonaws.com/montgomerycountytfcg/Applications/200908-02.pdf
200907-21 | T-Mobile | Existing Monopole | Colocation | Super Fresh Shopping Ctr. | 52 | 3901 | Aspen Hill Rd | Silver Spring | CRT-2.25 C-1.5 R-0.75 H-75 | LDG Inc |  | Private | 39.0821 | -77.079 | Monopole | 116 | 0 |  | 2009-06-10 | 2009-08-05 | Recommended | WAN224D |  | https://s3.amazonaws.com/montgomerycountytfcg/Applications/200907-21.pdf
200907-22 | Clearwire | WiMAX Antenna | Minor Modification | Summit Hills Apartments | 58 | 8484 | 16th St | Silver Spring | CR-2.5 C-0.25 R-2.5 H-145 | Summit Hills LLC |  | Private | 38.9951 | -77.037 | Building | 98.8 | 0 |  | 2009-06-10 | 2009-09-02 | Recommended | DC-WSH5199 |  | https://s3.amazonaws.com/montgomerycountytfcg/Applications/200907-22.pdf
200907-23 | Clearwire | WiMAX Antenna | Colocation | Memorial United Methodist | 322 | 9226 | Colesville Rd | Silver Spring | R-60 | Memorial First India United Methodist Church | Church | Private | 39.0074 | -77.0218 | Building | 87 | 0 |  | 2009-06-10 | 2009-12-02 | Recommended | DC-WSH5191 |  | https://s3.amazonaws.com/montgomerycountytfcg/Applications/200907-23.pdf
200907-24 | Clearwire | WiMAX Antenna | Colocation | Goldsboro Rd Site | 129 | 6400 | Goldsboro Rd | Bethesda | CRT-0.75 C-0.75 R-0.25 H-35 | 6400 Goldsboro LLC |  | Private | 38.9701 | -77.1296 | Building | 55.8 | 0 |  | 2009-06-10 | 2009-09-02 | Recommended | DC-WSH5183 |  | https://s3.amazonaws.com/montgomerycountytfcg/Applications/200907-24.pdf
200907-25 | Clearwire | WiMAX Antenna | Colocation | 6800 Wisconsin | 201 | 6800 | Wisconsin Ave | Bethesda | CR-3.0 | Bradley-Wisconsin Associates |  | Private | 38.9775 | -77.0912 | Building | 29 | 0 |  | 2009-06-10 | 2009-09-02 | Recommended | DC-WSH5182 |  | https://s3.amazonaws.com/montgomerycountytfcg/Applications/200907-25.pdf
200907-26 | Clearwire | WiMAX Changeout | Minor Modification | WSSC Great Seneca | 295 | 12600 | Great Seneca Hwy | Germantown | R-200 | WSSC | WSSC | Private | 39.142 | -77.2744 | Tower | 200 | 0 |  | 2009-06-10 |  | Withdrawn | DC-WSH5477
200907-27 | Clearwire | WiMAX Antenna | Colocation | MDOT-Kensington | 77 | 9200 | Kensington Pkwy | Kensington | R-90 | MDOT / State Hwy Admin. |  | Private | 39.0077 | -77.075 | Monopole | 160 | -1 |  | 2009-06-10 | 2009-09-02 | Recommended | DC-WSH5177 |  | https://s3.amazonaws.com/montgomerycountytfcg/Applications/200907-27.pdf
200907-28 | Clearwire | WiMAX Antenna | Colocation | Berkshire Towers | 42.01 | 11235 | Oak Leaf Dr | Silver Spring | R-10 | Enclave Holdings LLC Nonconnah Holdings LLC |  | Private | 39.0413 | -76.9934 | Building | 165 | 0 |  | 2009-06-10 | 2009-10-07 | Recommended | DC-WSH5167 |  | https://s3.amazonaws.com/montgomerycountytfcg/Applications/200907-28.pdf
200907-29 | Clearwire | WiMAX Antenna | Colocation | Naval Surface Warfare Ctr | 75 | 9500 | MacArthur Blvd | Bethesda | R-200 | United States Navy | Federal | Public | 38.976 | -77.1931 | Water Tank | 142 | 0 |  | 2009-06-10 | 2009-09-02 | Recommended | DC-WSH5170 |  | https://s3.amazonaws.com/montgomerycountytfcg/Applications/200907-29.pdf
200907-30 | Clearwire | WiMAX Antenna | Colocation | Clark Building | 45 | 7500 | Old Georgetown Rd | Bethesda | CR-8.0 | Clark Office Bldg LP |  | Private | 38.985 | -77.0954 | Building | 230 | 0 |  | 2009-06-10 | 2009-12-02 | Recommended | DC-WSH5198 |  | https://s3.amazonaws.com/montgomerycountytfcg/Applications/200907-30.pdf
200907-31 | Clearwire | WiMAX Antenna | Colocation | Columbia Towers | 237 | 12001 | Old Columbia Pike | Silver Spring | R-10 | Legum & Norman |  | Private | 39.0519 | -76.9749 | Building | 95 | 0 |  | 2009-06-10 | 2009-10-07 | Recommended | DCWSH5349 |  | https://s3.amazonaws.com/montgomerycountytfcg/Applications/200907-31.pdf
200907-32 | Clearwire | WiMAX Antenna | Colocation | Oakmont Monopole | 3 | 16801 | Oakmont Ave | Gaithersburg | IM-2.5 H-50 | 16801 Oakmont Avenue LLC |  | Private | 39.1315 | -77.174 | Monopole | 191 | 0 |  | 2009-06-10 | 2009-10-07 | Recommended | DC-WSH5591 |  | https://s3.amazonaws.com/montgomerycountytfcg/Applications/200907-32.pdf
200907-33 | Clearwire | WiMAX Antenna | Colocation | Airpark Industrial Center | 83 | 7707 | Airpark Rd | Gaithersburg | IL-1.0 H-50 | Crown Atlantic Co LLC |  | Private | 39.1715 | -77.1578 | Monopole | 120 | 0 |  | 2009-06-10 | 2009-11-04 | Recommended | DC-WSH5424 |  | https://s3.amazonaws.com/montgomerycountytfcg/Applications/200907-33.pdf
200907-34 | Clearwire | WiMAX Antenna | Colocation | Westfield South 2 | 106 | 2730 | University Blvd W. | Wheaton | CR-6.0 C-5.5 R-5.5 H-200 | Wheaton Shopping |  | Private | 39.0393 | -77.0558 | Building | 112.4 | 0 |  | 2009-06-10 | 2009-10-27 | Withdrawn | DC-WSH5356
200907-35 | Clearwire | WiMAX Antenna | Colocation | Old Burtonsville VFD | 64 | 15430 | Old Columbia Pike | Burtonsville | CRT-1.5 C-1.0 R-1.25 H-70 | Burtonsville VFD | Fire | Private | 39.1102 | -76.9367 | Monopole | 180 | 0 |  | 2009-06-10 | 2009-11-04 | Recommended | DC-WSH5296 |  | https://s3.amazonaws.com/montgomerycountytfcg/Applications/200907-35.pdf
200907-36 | Clearwire | WiMAX Antenna | Colocation | Promenade | 47 | 5225 | Pooks Hill Rd | Bethesda | R-H | Promenade Towers MH Corp |  | Private | 39.0174 | -77.1068 | Building | 193 | 0 |  | 2009-06-10 | 2009-10-07 | Recommended | DC-WSH5193 |  | https://s3.amazonaws.com/montgomerycountytfcg/Applications/200907-36.pdf
200907-37 | Clearwire | WiMAX Antenna | Colocation | Baptist Home | 147 | 6301 | Greentree Rd | Bethesda | R-60 | Baptist Home for Children |  | Private | 39.0026 | -77.1273 | Monopole | 120 | 0 |  | 2009-06-10 | 2009-09-02 | Recommended | DC-WSH5190 |  | https://s3.amazonaws.com/montgomerycountytfcg/Applications/200907-37.pdf
200907-38 | Verizon Wireless | LTE Changeout | Minor Modification | NRC Building | 94 | 11555 | Rockville Pike | Rockville | CR-3.0 | U.S. Govt General Svcs Admin | Federal | Public | 39.0469 | -77.1119 | Building | 266 | 0 |  | 2009-06-10 | 2009-07-01 | Recommended | Fernwood |  | https://s3.amazonaws.com/montgomerycountytfcg/Applications/200907-38.pdf
200907-39 | Verizon Wireless | LTE Changout | Minor Modification | Rock Creek Terrace Apts | 8 | 12630 | Veirs Mill Rd | Rockville | R-10 | Rock Creek Terrace LP |  | Private | 39.0631 | -77.0964 | Building | 153 | 0 |  | 2009-06-10 | 2009-07-01 | Recommended | Parklawn |  | https://s3.amazonaws.com/montgomerycountytfcg/Applications/200907-39.pdf
200907-40 | Verizon Wireless | LTE Changeout | Minor Modification | Cabin John VFW Post | 60 | 11511 | MacArthur Blvd | Potomac | RE-2 | Cabin John Memorial Post 5633 |  | Private | 38.9963 | -77.2381 | Monopole | 126 | 0 |  | 2009-06-10 | 2009-07-01 | Recommended | C&O Canal |  | https://s3.amazonaws.com/montgomerycountytfcg/Applications/200907-40.pdf
200907-41 | Verizon Wireless | LTE Changeout | Minor Modification | Concord Building | 355 | 10605 | Concord St | Kensington | CRT-1.5 C-1.5 R-1.0 H-60 | Cadlerock's Concord Building LLC |  | Private | 39.0302 | -77.0747 | Building | 67 | 0 |  | 2009-06-10 | 2009-07-01 | Recommended | Kensington |  | https://s3.amazonaws.com/montgomerycountytfcg/Applications/200907-41.pdf
200907-42 | Verizon Wireless | LTE Changeout | Minor Modification | Oakmont Monopole | 3 | 16801 | Oakmont Ave | Gaithersburg | IM-2.5 H-50 | 16801 Oakmont Avenue LLC |  | Private | 39.1315 | -77.174 | Monopole | 191 | 0 |  | 2009-06-10 | 2009-07-01 | Recommended | Shady Grove |  | https://s3.amazonaws.com/montgomerycountytfcg/Applications/200907-42.pdf
200907-18 | Clearwire | Existing Monopole | Colocation | Wheaton Park Maint. Yard | 65 | 12012 | Alpert Ln | Silver Spring | R-90 | M-NCPPC | AT&T | Public | 39.0532 | -77.0286 | Monopole | 180 | 0 |  | 2009-06-04 | 2010-02-03 | Recommended | DC-WSH5817 |  | https://s3.amazonaws.com/montgomerycountytfcg/Applications/200907-18.pdf
200907-19 | Clearwire | Existing Building | Colocation | Classic Residence | 19 | 8100 | Connecticut Ave | Chevy Chase | R-10 | SNH CCMD Properties LLC |  | Private | 38.9917 | -77.0778 | Building | 138 | 0 |  | 2009-06-04 | 2009-10-07 | Recommended | DC-WSH5878 |  | https://s3.amazonaws.com/montgomerycountytfcg/Applications/200907-19.pdf
200907-20 | Clearwire | Existing Building | Colocation | Phillips Office Building | 279 | 9420 | Key West Ave | Rockville | LSC-1.0 H-110 T | Key West III LP |  | Private | 39.1029 | -77.1938 | Building | 54.25 | 0 |  | 2009-06-04 | 2009-10-07 | Recommended | DC-WSH5742 |  | https://s3.amazonaws.com/montgomerycountytfcg/Applications/200907-20.pdf
200907-17 | T-Mobile | Existing Tower | Colocation | Pepco 96-R | 431 | 21612 | New Hampshire Ave | Brookeville | RC | Pepco | Pepco | Private | 39.21 | -77.0414 | Tower | 155 | 0 |  | 2009-05-29 | 2009-09-02 | Recommended | WAN498 |  | https://s3.amazonaws.com/montgomerycountytfcg/Applications/200907-17.pdf
200907-12 | AT&T Wireless | Existing Building | Colocation | Democracy Center | 23 | 6903 | Rockledge Dr | Bethesda | CR-1.5 C-1.25 R-0.75 H-200 | G&I X Democracy Center LLC |  | Private | 39.0276 | -77.1405 | Building | 185 | 0 |  | 2009-05-28 | 2009-08-05 | Recommended | Rockledge Center
200907-13 | T-Mobile | New Monopole | New | Breland Monopole | 427 | 22900 | Old Hundred Rd | Barnesville | AR | Ronald I and M.J. Breland |  | Private | 39.2336 | -77.3661 | Monopole | 140 | 0 |  | 2009-05-27 | 2010-01-06 | Recommended | WAN538A |  | https://s3.amazonaws.com/montgomerycountytfcg/Applications/200907-13.pdf
200907-14 | T-Mobile | New Monopole | New | Wildlife Club Monopole | 428 | 26430 | Mullinix Mill Rd | Mt. Airy | AR | Wildlife Achievement Club |  | Private | 39.2927 | -77.153 | Monopole | 149 | 0 |  | 2009-05-27 | 2009-08-05 | Recommended | WAN564 |  | https://s3.amazonaws.com/montgomerycountytfcg/Applications/200907-14.pdf
200907-15 | T-Mobile | New Monopole | New | Cedarbrook Monopole | 429 | 23700 | Stringtown Rd | Clarksburg | AR | Cedarbrook Communit Church | Church | Private | 39.2478 | -77.2661 | Monopole | 100 | 0 |  | 2009-05-27 | 2009-08-05 | Recommended | WAN509B |  | https://s3.amazonaws.com/montgomerycountytfcg/Applications/200907-15.pdf
200907-16 | T-Mobile | New Monopole | New | Nazarene Monopole | 430 | 8921 | Warfield Rd | Gaithersburg | RE-2 | Church of Nazarene | Church | Private | 39.195 | -77.1842 | Monopole | 100 | 0 |  | 2009-05-27 | 2009-09-21 | Withdrawn | WAN032
200907-09 | T-Mobile | New Monopole | New | Surmont Monopole | 424 | 21600 | West Offutt Rd | Poolesville | AR | Surmont LLC |  | Private | 39.1122 | -77.4519 | Monopole | 120 | 0 |  | 2009-05-22 | 2010-02-03 | Recommended | WAN250B |  | https://s3.amazonaws.com/montgomerycountytfcg/Applications/200907-09.pdf
200907-10 | T-Mobile | New Monopole | New | Ammerman Monopole | 425 | 19100 | Wasche Rd | Dickerson | AR | John D. Ammerman |  | Private | 39.1697 | -77.4478 | Monopole | 150 | 0 |  | 2009-05-22 | 2010-02-03 | Recommended | WAN251B |  | https://s3.amazonaws.com/montgomerycountytfcg/Applications/200907-10.pdf
200907-11 | T-Mobile | New Monopole | New | Carlisle Monopole | 426 | 22730 | Mt. Ephraim Rd | Dickerson | AR | J. Maurice & M A Carlisle |  | Private | 39.2306 | -77.4164 | Monopole | 127 | 0 |  | 2009-05-22 | 2010-03-03 | Recommended | WAN540B |  | https://s3.amazonaws.com/montgomerycountytfcg/Applications/200907-11.pdf
200907-03 | Clearwire | WiMAX Changeout | Minor Modification | Knights of Columbus | 13.01 | 17001 | Overhill Rd | Derwood | RE-1 | MONTG CNCL K C BLDG CORP |  | Private | 39.1347 | -77.1418 | Monopole | 173 | 0 |  | 2009-05-20 | 2009-07-01 | Recommended | DC-WSH5423 |  | https://s3.amazonaws.com/montgomerycountytfcg/Applications/200907-03.pdf
200907-04 | Clearwire | WiMAX Changeout | Minor Modification | Tri-State Stone Quarry | 20 | 8200 | Seven Locks Rd | Bethesda | R-200 | Ben Porto & Son LTD |  | Private | 38.9887 | -77.1614 | Monopole | 154 | 0 |  | 2009-05-20 | 2009-07-01 | Recommended | DCV-WSH5168 |  | https://s3.amazonaws.com/montgomerycountytfcg/Applications/200907-04.pdf
200907-05 | Clearwire | WiMAX Changeout | Minor Modification | Writ Building | 39 | 10400 | Connecticut Ave | Kensington | CRT-2.5 | Knowles Associates |  | Private | 39.0271 | -77.077 | Building | 68 | 0 |  | 2009-05-20 | 2009-07-01 | Recommended | DC-WSH5322 |  | https://s3.amazonaws.com/montgomerycountytfcg/Applications/200907-05.pdf
200907-06 | Clearwire | WiMAX Changeout | Minor Modification | Londonderry Apts | 17 | 17060 | King James Way | Gaithersburg | R-20 | Londonderry Afforadable LLC |  | Private | 39.1361 | -77.2069 | Building | 81 | 0 |  | 2009-05-20 |  | Withdrawn | DC-WSH5572
200907-07 | Clearwire | WiMAX Changeout | Minor Modification | Fire Station 31 | 10 | 12100 | Darnestown Rd | Gaithersburg | R-200 | Montgomery County |  | Public | 39.1161 | -77.2512 | Monopole | 161 | 0 |  | 2009-05-20 | 2009-05-29 | Withdrawn | DC-WSH5421
200907-08 | Clearwire | WiMAX Changeout | Minor Modification | Super Fresh Shopping Ctr. | 52 | 3901 | Aspen Hill Rd | Silver Spring | CRT-2.25 C-1.5 R-0.75 H-75 | LDG Inc |  | Private | 39.0821 | -77.079 | Monopole | 116 | 0 |  | 2009-05-20 | 2009-09-02 | Recommended | DC-WSH5323 |  | https://s3.amazonaws.com/montgomerycountytfcg/Applications/200907-08.pdf
200907-01 | Clearwire | WiMAX Changeout | Minor Modification | Rock Creek Terrace Apts | 8 | 12630 | Veirs Mill Rd | Rockville | R-10 | Rock Creek Terrace LP |  | Private | 39.0631 | -77.0964 | Building | 153 | 0 |  | 2009-05-14 | 2009-10-28 | Withdrawn | DC-WSH5302
200906-08 | Cricket | New Tower (temp) | New | Pinnacle Towers | 21 | 5202 | River Rd | Bethesda | IM-2.5 H-50 | Pinnacle Towers Inc |  | Private | 38.9639 | -77.1047 | Tower | 744.5 | 0 |  | 2009-05-13 | 2009-05-29 | Withdrawn | Bethesda
200906-09 | Verizon Wireless | LTE Changeout | Minor Modification | Takoma Tower | 27 | 7051 | Carroll Ave | Takoma Park | NR-0.75 H-50 | Takoma Tower LP | County | Public | 38.9747 | -77.0105 | Building | 109.1 | 0 |  | 2009-05-13 | 2009-07-01 | Recommended | Piney Branch |  | https://s3.amazonaws.com/montgomerycountytfcg/Applications/200906-09.pdf
200906-10 | Verizon Wireless | LTE Changeout | Minor Modification | Grosvenor Station | 191 | 10301 | Grosvenor Pl | Rockville | R-10 | Grosvenor Tower LP |  | Private | 39.0261 | -77.1068 | Building | 173.5 | 0 |  | 2009-05-13 | 2009-06-03 | Recommended | Grosvenor |  | https://s3.amazonaws.com/montgomerycountytfcg/Applications/200906-10.pdf
200906-12 | Verizon Wireless | LTE Changeout | Minor Modification | Knights of Columbus | 13.01 | 17001 | Overhill Rd | Derwood | RE-1 | MONTG CNCL K C BLDG CORP |  | Private | 39.1347 | -77.1418 | Monopole | 173 | 0 |  | 2009-05-13 | 2009-06-03 | Recommended | Derwood |  | https://s3.amazonaws.com/montgomerycountytfcg/Applications/200906-12.pdf
200906-13 | Verizon Wireless | LTE Changeout | Minor Modification | Cabin John Water Tank | 132 | 6711 | Tomlinson Terr | Cabin John | R-200 | WSSC | WSSC | Public | 38.9782 | -77.1597 | Water Tank | 133.5 | 0 |  | 2009-05-13 | 2009-06-03 | Recommended | Cabin John |  | https://s3.amazonaws.com/montgomerycountytfcg/Applications/200906-13.pdf
200906-14 | Verizon Wireless | LTE Changeout | Minor Modification | Fire Station 31 | 10 | 12100 | Darnestown Rd | Gaithersburg | R-200 | Montgomery County |  | Public | 39.1161 | -77.2512 | Monopole | 161 | 0 |  | 2009-05-13 | 2009-12-02 | Recommended | Quince Orchard |  | https://s3.amazonaws.com/montgomerycountytfcg/Applications/200906-14.pdf
200906-15 | Verizon Wireless | LTE Changeout | Minor Modification | Pepco 93-N | 312 |  | Watkins Mill Rd @ Club House Rd | Gaithersburg | R-200 | Pepco | Pepco | Private | 39.1754 | -77.2086 | Tower | 126 | 0 |  | 2009-05-13 | 2009-06-03 | Recommended |  |  | https://s3.amazonaws.com/montgomerycountytfcg/Applications/200906-15.pdf
200906-16 | Verizon Wireless | LTE Changeout | Minor Modification | Avenel Golf Course | 55 | 10010 | Oaklyn Dr | Potomac | RE-2C | WSSC | WSSC | Public | 38.9951 | -77.2038 | Monopole | 130 | 0 |  | 2009-05-13 | 2009-06-03 | Recommended | Avenel |  | https://s3.amazonaws.com/montgomerycountytfcg/Applications/200906-16.pdf
200906-17 | Verizon Wireless | LTE Changeout | Minor Modification | AT&T Long Line Tower | 120 | 12419 | Middlebrook Rd | Germantown | IM-2.5 H-50 | American Tower Inc. |  | Private | 39.1769 | -77.2572 | Tower | 125 | 0 |  | 2009-05-13 | 2009-06-03 | Recommended | Germantown |  | https://s3.amazonaws.com/montgomerycountytfcg/Applications/200906-17.pdf
200906-18 | Verizon Wireless | LTE Changeout | Minor Modification | Rockville Measuring Station | 102 | 15030 | Frederick Rd | Rockville | IM-2.5 H-50 | Atlantic Seaboard Corp |  | Private | 39.1021 | -77.1572 | Tower | 188 | 0 |  | 2009-05-13 | 2009-06-03 | Recommended | Westmore |  | https://s3.amazonaws.com/montgomerycountytfcg/Applications/200906-18.pdf
200906-19 | Verizon Wireless | LTE Changeout | Minor Modification | Chateau Apartments | 53.02 | 9737 | Mt. Pisgah Rd | Silver Spring | R-H | Hillzo LP |  | Private | 39.0172 | -76.9732 | Building | 162 | 0 |  | 2009-05-13 | 2009-05-27 | Withdrawn | Chateau
200906-20 | Verizon Wireless | LTE Changeout | Minor Modification | Bethesda Country Club | 51.01 | 7601 | Bradley Blvd | Bethesda | R-200 | Bethesda Country Club |  | Private | 39.0153 | -77.1501 | Monopole | 150 | 0 |  | 2009-05-13 | 2009-06-03 | Recommended | Bethesda CC |  | https://s3.amazonaws.com/montgomerycountytfcg/Applications/200906-20.pdf
200906-21 | Verizon Wireless | LTE Changeout | Minor Modification | Democracy Plaza II | 131 | 6707 | Democracy Blvd | Bethesda | CR-1.5, C-1.0, R-0.75, H-150 | Rock Spring Properties |  | Private | 39.0231 | -77.1377 | Building | 110.3 | 0 |  | 2009-05-13 | 2009-06-03 | Recommended | Democracy |  | https://s3.amazonaws.com/montgomerycountytfcg/Applications/200906-21.pdf
200906-22 | Verizon Wireless | LTE Changeout | Minor Modification | Old Burtonsville VFD | 64 | 15430 | Old Columbia Pike | Burtonsville | CRT-1.5 C-1.0 R-1.25 H-70 | Burtonsville VFD | Fire | Private | 39.1102 | -76.9367 | Monopole | 180 | 0 |  | 2009-05-13 | 2009-06-03 | Recommended | Burtonsville Manor |  | https://s3.amazonaws.com/montgomerycountytfcg/Applications/200906-22.pdf
200906-23 | Verizon Wireless | LTE Changeout | Minor Modification | Classic Residence | 19 | 8100 | Connecticut Ave | Chevy Chase | R-10 | SNH CCMD Properties LLC |  | Private | 38.9917 | -77.0778 | Building | 138 | 0 |  | 2009-05-13 | 2009-06-03 | Recommended | Rollingwood |  | https://s3.amazonaws.com/montgomerycountytfcg/Applications/200906-23.pdf
200906-24 | Verizon Wireless | LTE Changeout | Minor Modification | Park Ritchie Apts | 48 | 7600 | Maple Ave | Takoma Park | R-10 | Park Ritchie LLC |  | Private | 38.9839 | -77.008 | Building | 151 | 0 |  | 2009-05-13 | 2009-07-01 | Recommended | Takoma Park |  | https://s3.amazonaws.com/montgomerycountytfcg/Applications/200906-24.pdf
200906-25 | Verizon Wireless | LTE Changeout | Minor Modification | Baptist Home | 147 | 6301 | Greentree Rd | Bethesda | R-60 | Baptist Home for Children |  | Private | 39.0026 | -77.1273 | Monopole | 120 | 0 |  | 2009-05-13 | 2009-06-03 | Recommended | Bradley Woods |  | https://s3.amazonaws.com/montgomerycountytfcg/Applications/200906-25.pdf
200906-26 | Verizon Wireless | LTE Changeout | Minor Modification | Public Svc Training Academy | 7 | 10025 | Darnestown Rd | Rockville | CR-0.75 | Montgomery County | County | Public | 39.0992 | -77.2078 | Building | 78 | 0 |  | 2009-05-13 | 2009-06-03 | Recommended | West Rockville |  | https://s3.amazonaws.com/montgomerycountytfcg/Applications/200906-26.pdf
200906-07 | T-Mobile | Existing Monopole | Colocation | Cabin John VFW Post | 60 | 11511 | MacArthur Blvd | Potomac | RE-2 | Cabin John Memorial Post 5633 |  | Private | 38.9963 | -77.2381 | Monopole | 126 | 0 |  | 2009-05-07 | 2009-05-29 | Withdrawn
200906-05 | Clearwire | Existing Building | Colocation | East West Towers | 323 | 4350 | East-West Hwy | Bethesda | CR-6.25 | East West Towers LLC |  | Private | 38.985 | -77.0894 | Building | 125 | 0 |  | 2009-05-06 | 2009-06-03 | Recommended | DC-WSH5174 |  | https://s3.amazonaws.com/montgomerycountytfcg/Applications/200906-05.pdf
200906-06 | Clearwire | Existing Water Tank | Colocation | Wall Lane Water Tank | 2 | 11400 | Woodglen Dr & Executive Blvd | Rockville | CR-3.0 C-1.5 R-2.5 H-100 | WSSC | WSSC | Public | 39.0436 | -77.1141 | Water Tank | 105 | 0 |  | 2009-05-06 | 2009-09-29 | Withdrawn | DC-WSH5315
200906-04 | T-Mobile | New 150' Monopole | New | Warfield Property | 423 | 25723 | Woodfield Rd | Damascus | RNC | James Warfield |  | Private | 39.2754 | -77.2013 | Monopole | 149 | 0 |  | 2009-04-30 | 2009-07-01 | Recommended | WAN593A |  | https://s3.amazonaws.com/montgomerycountytfcg/Applications/200906-04.pdf
200906-03 | T-Mobile | Existing Tower | Minor Modification | Poolesville Tower | 140 | 19200 | Jerusalem Rd | Poolesville | AR | Montgomery County | County | Public | 39.1632 | -77.4009 | Tower | 253 | 0 |  | 2009-04-28 | 2009-08-05 | Withdrawn | WAN559
200906-02 | AT&T Wireless | Existing Water Tankl | Colocation | Woodside Water Tank | 1 | 1945 | Seminary Pl | Silver Spring | R-60 | WSSC | WSSC | Public | 39.0099 | -77.0425 | Water Tank | 117 | 0 |  | 2009-04-23 | 2009-07-01 | Recommended | Boyer Place |  | https://s3.amazonaws.com/montgomerycountytfcg/Applications/200906-02.pdf
200906-01 | Cricket | Existing Building | Colocation | Clark Building | 45 | 7500 | Old Georgetown Rd | Bethesda | CR-8.0 | Clark Office Bldg LP |  | Private | 38.985 | -77.0954 | Building | 230 | 0 |  | 2009-04-21 | 2009-06-03 | Recommended | IAD-185 |  | https://s3.amazonaws.com/montgomerycountytfcg/Applications/200906-01.pdf
200905-12 | Verizon Wireless | LTE Changeout | Minor Modification | Verizon Building | 36 | 13100 | Columbia Pike | Silver Spring | EOF-0.75 H-100 T | Chesapeake and Potomac Tele Co MD |  | Private | 39.0713 | -76.9589 | Building | 68 | 0 |  | 2009-04-15 | 2009-05-06 | Recommended | Chesapeake |  | https://s3.amazonaws.com/montgomerycountytfcg/Applications/200905-12.pdf
200905-13 | Verizon Wireless | LTE Changeout | Minor Modification | Verizon Central Office | 168 | 8670 | Georgia Ave | Silver Spring | CR-5.0 C-4.0 R-4.75 H-145 T | Verizon Communications |  | Private | 38.9967 | -77.0298 | Building | 168 | 0 |  | 2009-04-15 | 2009-05-06 | Recommended | Silver Spring |  | https://s3.amazonaws.com/montgomerycountytfcg/Applications/200905-13.pdf
200905-15 | Verizon Wireless | LTE Changeout | Minor Modification | Tri-State Stone Quarry | 20 | 8200 | Seven Locks Rd | Bethesda | R-200 | Ben Porto & Son LTD |  | Private | 38.9887 | -77.1614 | Monopole | 154 | 0 |  | 2009-04-15 | 2009-05-06 | Recommended | Burning Tree |  | https://s3.amazonaws.com/montgomerycountytfcg/Applications/200905-15.pdf
200905-16 | Verizon Wireless | LTE Changeout | Minor Modification | Pinnacle Towers | 21 | 5202 | River Rd | Bethesda | IM-2.5 H-50 | Pinnacle Towers Inc |  | Private | 38.9639 | -77.1047 | Tower | 744.5 | 0 |  | 2009-04-15 | 2009-05-06 | Recommended | River Road |  | https://s3.amazonaws.com/montgomerycountytfcg/Applications/200905-16.pdf
200905-17 | Verizon Wireless | LTE Changeout | Minor Modification | Woodside Water Tank | 1 | 1945 | Seminary Pl | Silver Spring | R-60 | WSSC | WSSC | Public | 39.0099 | -77.0425 | Water Tank | 117 | 0 |  | 2009-04-15 | 2009-05-06 | Recommended | Woodside |  | https://s3.amazonaws.com/montgomerycountytfcg/Applications/200905-17.pdf
200905-18 | Verizon Wireless | LTE Changeout | Minor Modification | Bradley Water Tank 2 | 72.02 | 5603 | Radnor Rd | Bethesda | R-90 | WSSC | WSSC | Public | 38.9801 | -77.1136 | Water Tank | 106 | 0 |  | 2009-04-15 | 2009-05-06 | Recommended | Kenwood |  | https://s3.amazonaws.com/montgomerycountytfcg/Applications/200905-18.pdf
200905-19 | Verizon Wireless | LTE Changeout | Minor Modification | Rinaldi Property | 24 | 15700 | Georgia Ave | Olney | R-200 | Patricia V Rinaldi |  | Private | 39.1159 | -77.0745 | Monopole | 120 | 0 |  | 2009-04-15 | 2009-05-06 | Recommended | Layhill |  | https://s3.amazonaws.com/montgomerycountytfcg/Applications/200905-19.pdf
200905-20 | Verizon Wireless | LTE Changeout | Minor Modification | Silver Spring YMCA | 4 | 9800 | Hastings Dr | Silver Spring | R-60 | n |  | Private | 39.0159 | -77.0134 | Monopole | 120 | 0 |  | 2009-04-15 | 2009-05-06 | Recommended | Woodmoor |  | https://s3.amazonaws.com/montgomerycountytfcg/Applications/200905-20.pdf
200905-21 | Verizon Wireless | LTE Changeout | Minor Modification | Carver Tower | 124 | 2647 | W University Blvd | Silver Spring | CR-5.0 C-4.5 R-4.5 H-130 | Bajwa Property Management LLC |  | Private | 39.0407 | -77.0549 | Tower | 275 | 0 |  | 2009-04-15 | 2009-05-06 | Recommended | Wheaton |  | https://s3.amazonaws.com/montgomerycountytfcg/Applications/200905-21.pdf
200905-23 | Verizon Wireless | LTE Changeout | Minor Modification | Colesville Monopole | 76 | 49 | Randolph Rd | Colesville | NR-0.75 H-45 | A.I. GLENVIEW LLC M & ML PATRIOT LLC ETAL |  | Private | 39.0764 | -77.0028 | Monopole | 150 | 0 |  | 2009-04-15 | 2009-05-06 | Recommended | Colesville |  | https://s3.amazonaws.com/montgomerycountytfcg/Applications/200905-23.pdf
200905-24 | Verizon Wireless | LTE Changeout | Minor Modification | Parkside Plaza | 255 | 9039 | Sligo Creek Pkwy | Silver Spring | R-10 | Parkside Plaza Condo |  | Private | 39.0042 | -77.0136 | Building | 150 | 0 |  | 2009-04-15 | 2009-05-06 | Recommended | Parkside Plaza |  | https://s3.amazonaws.com/montgomerycountytfcg/Applications/200905-24.pdf
200905-25 | T-Mobile | Existing Building | Minor Modification | Designer Gallery | 420 | 4218 | Howard Ave | Kensington | IM-2.5 | Gary Rosenthal |  | Private | 39.0307 | -77.0832 | Building | 30 | 0 |  | 2009-04-15 | 2009-05-06 | Recommended | WAN075 |  | https://s3.amazonaws.com/montgomerycountytfcg/Applications/200905-25.pdf
200905-26 | T-Mobile | Existing Building | Colocation | Rebecca Building | 421 | 10920 | Connecticut Ave | Kensington | R-60 | Rebecca Limited Partnership |  | Private | 39.0353 | -77.0756 | Building | 60 | 0 |  | 2009-04-15 | 2009-06-03 | Recommended | 7WAN132A |  | https://s3.amazonaws.com/montgomerycountytfcg/Applications/200905-26.pdf
200905-27 | T-Mobile | Existing Tower | Colocation | Faiola Property | 85 | 17335 | Donora Rd | Silver Spring | RC | Anthony Faiola |  | Private | 39.1447 | -76.9865 | Tower | 250 | 0 |  | 2009-04-15 | 2009-05-29 | Withdrawn | WAN542A
200905-11 | AT&T Wireless | Existing Monopole | Colocation | Trolley Museum | 336 | 1313 | Bonifant Rd | Silver Spring | RE-2 | M-NCPPC | M-NCPPC | Public | 39.0971 | -77.0327 | Monopole | 135 | 0 |  | 2009-04-14 | 2009-05-06 | Recommended | MD3190 |  | https://s3.amazonaws.com/montgomerycountytfcg/Applications/200905-11.pdf
200905-14 | Verizon Wireless | LTE Changeout | Colocation | Palisades Apts | 422 | 4853 | Cordell Ave | Bethesda | CR-5.0 C-5.0 R-5.0 H-175 | Triangle Towers LLC |  | Private | 38.9902 | -77.0981 | Building | 115.5 | 0 |  | 2009-04-14 | 2009-05-06 | Recommended | Bethesda |  | https://s3.amazonaws.com/montgomerycountytfcg/Applications/200905-14.pdf
200905-10 | T-Mobile | Existing Monopole | Colocation | Grace Fellowship | 276 | 8425 | Damascus Rd | Damascus | AR | Potomac Conf. 7th Day Adventist | Church | Private | 39.2833 | -77.1745 | Monopole | 97 | 0 |  | 2009-04-08 | 2009-05-06 | Recommended | WAN356B |  | https://s3.amazonaws.com/montgomerycountytfcg/Applications/200905-10.pdf
200905-02 | T-Mobile | Existing Transmission Tower | Colocation | Pepco 148-N | 193.01 | 0 | Gold Mine Rd | Brinklow | R-C | Pepco | Pepco | Private | 39.1802 | -77.0277 | Tower | 146 | 0 |  | 2009-03-31 | 2009-05-06 | Recommended | WAN500A |  | https://s3.amazonaws.com/montgomerycountytfcg/Applications/200905-02.pdf
200905-03 | T-Mobile | Existing Transmission Tower | Colocation | Pepco 37-N | 263 | 18917 | Bucklodge Rd | Boyds | AR | Pepco | Pepco | Private | 39.1694 | -77.36 | Tower | 150 | 0 |  | 2009-03-31 | 2009-06-03 | Recommended | WAN516 |  | https://s3.amazonaws.com/montgomerycountytfcg/Applications/200905-03.pdf
200905-04 | T-Mobile | Existing Monopole | Colocation | Weitzer Property | 123 | 0 | Sugarland Rd | Poolesville | AR | BLUFFING GOAT FARM LLC |  | Private | 39.0857 | -77.3982 | Monopole | 195 | 0 |  | 2009-03-31 | 2009-05-06 | Recommended | WAN520 |  | https://s3.amazonaws.com/montgomerycountytfcg/Applications/200905-04.pdf
200905-05 | T-Mobile | Existing Monopole | Colocation | MDOT-Kensington | 77 | 9200 | Kensington Pkwy | Kensington | R-90 | MDOT / State Hwy Admin. |  | Private | 39.0077 | -77.075 | Monopole | 160 | -1 |  | 2009-03-31 | 2009-05-06 | Recommended | 7WAN524A |  | https://s3.amazonaws.com/montgomerycountytfcg/Applications/200905-05.pdf
200905-06 | T-Mobile | New Monopole | New | Walt Whitman High School | 194 | 7100 | Whittier Blvd | Bethesda | R-90 | MCPS | School | Public | 38.9788 | -77.129 | Monopole | 75 | 0 |  | 2009-03-31 | 2010-03-16 | Withdrawn | WAN526
200905-07 | T-Mobile | Existing Transmission Tower | Colocation | Pepco 23-N | 130.01 | 19997 | Beallsville Rd (Rt.109) | Beallsville | AR | Pepco | Pepco | Private | 39.1848 | -77.4054 | Tower | 129 | 0 |  | 2009-03-31 | 2009-05-06 | Recommended | WAN560 |  | https://s3.amazonaws.com/montgomerycountytfcg/Applications/200905-07.pdf
200905-08 | T-Mobile | Existing Transmission Tower | Colocation | Pepco 43-S | 313.01 | 18698 | White Ground Rd | Boyds | AR | Pepco | Pepco | Private | 39.1628 | -77.3411 | Tower | 135.8 | 0 |  | 2009-03-31 | 2009-05-06 | Recommended | WAN561 |  | https://s3.amazonaws.com/montgomerycountytfcg/Applications/200905-08.pdf
200905-09 | T-Mobile | Existing Building | Colocation | SPTMRT Properties | 419 | 3701 | International Dr | Silver Spring | PRC | SPTMRT Properties Trust |  | Private | 39.1031 | -77.0742 | Building | 70 | 0 |  | 2009-03-31 | 2009-05-06 | Recommended | WAN119 |  | https://s3.amazonaws.com/montgomerycountytfcg/Applications/200905-09.pdf
200905-01 | Cricket | Existing tower | Colocation | Damascus Tower | 78 | 26149 | Ridge Rd | Damascus | CRT-1.75 C-1.0 R-0.75 H-55 T | Montgomery County | County | Public | 39.2864 | -77.2069 | Tower | 260 | 0 |  | 2009-03-13 | 2009-05-29 | Withdrawn | IAD-228
200904-08 | T-Mobile | Existing monopole | Colocation | Lloyd Property | 268 | 21410 | Beallsville Rd | Dickerson | AR | DRISKELL LISBETH I DRISKELL BRIAN V |  | Private | 39.2086 | -77.3853 | Monopole | 140 | 0 |  | 2009-03-11 | 2009-05-06 | Recommended | WAN562 |  | https://s3.amazonaws.com/montgomerycountytfcg/Applications/200904-08.pdf
200904-09 | T-Mobile | Existing monopole | Colocation | Dickerson Auto Center | 105 | 22210 | Dickerson Rd | Dickerson | IM-2.5 H-50 | SMS Partnership | Crown Castle | Private | 39.2211 | -77.4281 | Monopole | 175.5 | 0 |  | 2009-03-11 | 2009-05-06 | Recommended | WAN563 |  | https://s3.amazonaws.com/montgomerycountytfcg/Applications/200904-09.pdf
200904-10 | T-Mobile | Existing monopole | Colocation | Barnhart Property | 220 | 24000 | Laytonsville Rd | Gaithersburg | AR | Ruppert Family 2012 Trust |  | Private | 39.2495 | -77.1449 | Monopole | 125 | 0 |  | 2009-03-11 | 2009-05-06 | Recommended | WAN357B |  | https://s3.amazonaws.com/montgomerycountytfcg/Applications/200904-10.pdf
200904-11 | Verizon Wireless | Existing water tank | Colocation | Olney Water Tank | 25 | 17710 | Buehler Rd | Olney | RT-12.5 | WSSC | WSSC | Public | 39.1478 | -77.0644 | Water Tank | 118 | 0 |  | 2009-03-11 | 2009-04-01 | Recommended | Olney |  | https://s3.amazonaws.com/montgomerycountytfcg/Applications/200904-11.pdf
200904-12 | Verizon Wireless | Existing transmission line tower | Colocation | Pepco 688-W | 333 | 4270 | Sir Walter Rd | Olney | R-200 | Pepco | Pepco | Private | 39.143 | -77.0842 | Tower | 152 | 0 |  | 2009-03-11 | 2009-04-01 | Recommended | Bready Road |  | https://s3.amazonaws.com/montgomerycountytfcg/Applications/200904-12.pdf
200904-13 | Verizon Wireless | Antenna Changeout | Minor Modification | Cabin John Water Tank | 132 | 6711 | Tomlinson Terr | Cabin John | R-200 | WSSC | WSSC | Public | 38.9782 | -77.1597 | Water Tank | 133.5 | 0 |  | 2009-03-11 | 2009-04-08 | Duplicate | Cabin John |  | https://s3.amazonaws.com/montgomerycountytfcg/Applications/200904-13.pdf
200904-06 | T-Mobile | Existing Building | Colocation | Westfield South 1 | 417 | 11002 | Veirs Mill Rd | Wheaton | GR-1.5 | Wheaton Shopping |  | Private | 39.0349 | -77.0524 | Building | 100 | 0 |  | 2009-02-26 | 2009-04-01 | Recommended | WAN093 |  | https://s3.amazonaws.com/montgomerycountytfcg/Applications/200904-06.pdf
200904-07 | T-Mobile | New Monopole | New | Sligo Middle School | 418 | 1401 | Dennis Ave | Silver Spring | R-60 | MCPS | School | Public | 39.0275 | -77.0328 | Monopole | 130 | 0 |  | 2009-02-26 | 2009-04-01 | Recommended | WAN301J |  | https://s3.amazonaws.com/montgomerycountytfcg/Applications/200904-07.pdf
200904-01 | AT&T Wireless | Antenna Change Out | Minor Modification | NIH Bldg 10 | 414 | 10 | Center Dr | Bethesda | R-60 | US Government | Federal | Public | 39.0018 | -77.1042 | Building | 75 | 0 |  | 2009-02-18 | 2009-04-01 | Recommended | NIH Building 36 |  | https://s3.amazonaws.com/montgomerycountytfcg/Applications/200904-01.pdf
200904-02 | T-Mobile | New Monopole | New | Public Storage Briggs Chaney | 415 | 3351 | Briggs Chaney Rd | Silver Spring | EOF-0.75, H-100 T | Shurgard Maryland Properties Inc |  | Private | 39.075 | -76.9422 | Monopole | 140 | 0 |  | 2009-02-18 | 2009-04-01 | Recommended | WAN285 |  | https://s3.amazonaws.com/montgomerycountytfcg/Applications/200904-02.pdf
200904-03 | Cricket | Existing monopole | Colocation | Northwood High School | 192 | 919 | University Blvd | Silver Spring | R-60 | Board of Education | School | Public | 39.0366 | -77.0223 | Monopole | 110 | 0 |  | 2009-02-18 | 2009-04-01 | Recommended | IAD-015 |  | https://s3.amazonaws.com/montgomerycountytfcg/Applications/200904-03.pdf
200904-04 | Cricket | Existing Building | Colocation | Gallery at White Flint | 416 | 11710 | Old Georgetown Rd | Rockille | CR-2.5 | The Gallery at White Flint Place HOA Inc |  | Private | 39.05 | -77.1131 | Building | 140 | 0 |  | 2009-02-18 | 2009-04-01 | Recommended | IAD-244 |  | https://s3.amazonaws.com/montgomerycountytfcg/Applications/200904-04.pdf
200904-05 | Cricket | Existing Building | Colocation | Rock Creek Terrace Apts | 8 | 12630 | Veirs Mill Rd | Rockville | R-10 | Rock Creek Terrace LP |  | Private | 39.0631 | -77.0964 | Building | 153 | 0 |  | 2009-02-18 | 2009-05-06 | Recommended | IAD-231 |  | https://s3.amazonaws.com/montgomerycountytfcg/Applications/200904-05.pdf
200903-03 | Cricket | Existing Monopole | Colocation | Wheaton High School | 299 | 12501 | Dalewood Rd | Silver Spring | R-60 | MCPS | School | Public | 39.0595 | -77.0665 | Monopole | 100 | 0 |  | 2009-02-09 | 2009-04-01 | Recommended | IAD-187 |  | https://s3.amazonaws.com/montgomerycountytfcg/Applications/200903-03.pdf
200903-01 | AT&T Wireless | Antenna Change Out | Minor Modification | Wall Lane Water Tank | 2 | 11400 | Woodglen Dr & Executive Blvd | Rockville | CR-3.0 C-1.5 R-2.5 H-100 | WSSC | WSSC | Public | 39.0436 | -77.1141 | Water Tank | 105 | 0 |  | 2009-02-06 | 2009-03-04 | Recommended | Montgomery County Water Tank |  | https://s3.amazonaws.com/montgomerycountytfcg/Applications/200903-01.pdf
200903-02 | AT&T Wireless | Antenna Change Out | Minor Modification | Westlake Towers | 155 | 7420 | Westlake Terr | Bethesda | R-H | Westlake Park Condo |  | Private | 39.026 | -77.1508 | Building | 144.5 | 0 |  | 2009-02-06 | 2009-03-04 | Recommended |  |  | https://s3.amazonaws.com/montgomerycountytfcg/Applications/200903-02.pdf
200902-04 | Cricket | Existing Building | Colocation | Americana Finnmark Condo | 291 | 9900 | Georgia Ave | Silver Spring | R-20 | Christine Aquino et.al |  | Private | 39.0181 | -77.0446 | Building | 80 | 0 |  | 2009-01-13 | 2009-02-04 | Recommended | IAD-008 |  | https://s3.amazonaws.com/montgomerycountytfcg/Applications/200902-04.pdf
200902-01 | Cricket | Existing Monopole | Colocation | Sandy Spring VFD 40 | 117 | 16911 | Georgia Ave | Olney | RE-2 | Sandy Spring Vol. Fire Dept. | Fire | Private | 39.1336 | -77.068 | Monopole | 150 | 0 |  | 2008-12-23 | 2009-02-04 | Recommended | IAD-011 |  | https://s3.amazonaws.com/montgomerycountytfcg/Applications/200902-01.pdf
200902-02 | Cricket | Existing Monopole | Colocation | Tri-State Stone Quarry | 20 | 8200 | Seven Locks Rd | Bethesda | R-200 | Ben Porto & Son LTD |  | Private | 38.9887 | -77.1614 | Monopole | 154 | 0 |  | 2008-12-23 | 2009-02-04 | Recommended | IAD-060 |  | https://s3.amazonaws.com/montgomerycountytfcg/Applications/200902-02.pdf
200901-04 | T-Mobile | New Monopole | New | Earhart Monopole | 412 | 18920 | Earhart Ct | Gaithersburg | IL-1.0 | Storage Portfolio LLC |  | Private | 39.1689 | -77.1731 | Monopole | 100 | 0 |  | 2008-11-25 | 2009-03-04 | Recommended | WAN386 |  | https://s3.amazonaws.com/montgomerycountytfcg/Applications/200901-04.pdf
200901-01 | Verizon Wireless | Antenna Change Out | Minor Modification | Glenmont Tank | 12 | 12413 | Georgia Ave | Silver Spring | CR-2.0 C-0.5 R-1.75 H-120 | WSSC | WSSC | Public | 39.0616 | -77.0516 | Water Tank | 183 | 0 |  | 2008-11-21 | 2009-04-01 | Recommended | Glenmont |  | https://s3.amazonaws.com/montgomerycountytfcg/Applications/200901-01.pdf
200901-02 | Verizon Wireless | Antenna Change Out | Minor Modification | Grosvenor Station | 191 | 10301 | Grosvenor Pl | Rockville | R-10 | Grosvenor Tower LP |  | Private | 39.0261 | -77.1068 | Building | 173.5 | 0 |  | 2008-11-21 | 2009-01-07 | Recommended | Grosvenor |  | https://s3.amazonaws.com/montgomerycountytfcg/Applications/200901-02.pdf
200901-03 | Verizon Wireless | Antenna Change Out | Minor Modification | Falls Rd Tank | 133 | 8505 | Aqueduct Rd | Potomac | R-90 | WSSC | WSSC | Public | 39.0598 | -77.1744 | Water Tank | 139 | 0 |  | 2008-11-21 | 2009-01-07 | Recommended | Falls Road |  | https://s3.amazonaws.com/montgomerycountytfcg/Applications/200901-03.pdf
200812-22 | Cricket | Existing Building | Colocation | World Building Tower | 173 | 8121 | Georgia Ave | Silver Spring | CR-3.0 C-3.0 R-3.0 H-130 | World Building LLC |  | Private | 38.9911 | -77.0261 | Building | 117 | 0 |  | 2008-11-13 | 2008-12-10 | Recommended | IAD-167 |  | https://s3.amazonaws.com/montgomerycountytfcg/Applications/200812-22.pdf
200812-23 | Cricket | Existing Rooftop | Colocation | Hampshire Towers | 326 | 7401 | New Hampshire Ave | Takoma Park | CRT-2.0, C-0.5, R-1.5, H-130 | Oxon Equities Corp |  | Private | 38.9834 | -76.9872 | Building | 95.83 | 0 |  | 2008-11-13 | 2008-12-10 | Recommended |  |  | https://s3.amazonaws.com/montgomerycountytfcg/Applications/200812-23.pdf
200812-20 | Cricket | Existing Monopole | Colocation | Milestone | 148 | 1 | Milestone Center Ct | Germantown | CR-2.0 C-1.75 R-0.5 H-125 T | WMMH Building LLC |  | Public | 39.2004 | -77.2591 | Monopole | 150 | 0 |  | 2008-11-12 | 2008-12-10 | Recommended | IAD-003 |  | https://s3.amazonaws.com/montgomerycountytfcg/Applications/200812-20.pdf
200812-21 | Cricket | Existing Building | Colocation | Park Montgomery II | 239 | 8830 | Piney Branch Rd | Silver Spring | R-10 | Pineway Towers Condominium Inc |  | Private | 39.0003 | -76.9928 | Building | 102.5 | 0 |  | 2008-11-12 | 2008-12-10 | Recommended | IAD-101 |  | https://s3.amazonaws.com/montgomerycountytfcg/Applications/200812-21.pdf
200812-08 | Sprint/Xohm | WiMAX Change Out | Minor Modification | Parkside Plaza | 255 | 9039 | Sligo Creek Pkwy | Silver Spring | R-10 | Parkside Plaza Condo |  | Private | 39.0042 | -77.0136 | Building | 150 | 0 |  | 2008-10-31 | 2008-12-10 | Recommended | DC01YC883 |  | https://s3.amazonaws.com/montgomerycountytfcg/Applications/200812-08.pdf
200812-09 | Sprint/Xohm | WiMAX Change Out | Minor Modification | Montg College Germantown | 153 | 20200 | Observation Dr | Germantown | LSC-2.0 | Board of Comm College Trustees for Montgomery Coun | WSSC | Public | 39.1846 | -77.2499 | Tower | 300 | 0 |  | 2008-10-31 | 2008-12-10 | Recommended | DC01YC200 |  | https://s3.amazonaws.com/montgomerycountytfcg/Applications/200812-09.pdf
200812-12 | Sprint/Xohm | WiMAX Change Out | Minor Modification | WWDC Radio Tower | 40 | 8800 | Brookeville Rd | Silver Spring | IM-2.5 H-50 | Chancellor Media Corp. |  | Private | 38.9999 | -77.057 | Tower | 695 | 0 |  | 2008-10-31 | 2008-12-10 | Recommended | Dc01YC200 |  | https://s3.amazonaws.com/montgomerycountytfcg/Applications/200812-12.pdf
200812-13 | Sprint/Xohm | WiMAX Change Out | Minor Modification | Chevy Chase Building | 18 | 5530 | Wisconsin Ave | Chevy Chase | CR-3.0 C-2.0 R-2.75 H-90 T | Friendship Propertie |  | Private | 38.9648 | -77.0883 | Building | 160 | 0 |  | 2008-10-31 | 2008-12-10 | Recommended | DC01YC196 |  | https://s3.amazonaws.com/montgomerycountytfcg/Applications/200812-13.pdf
200812-14 | Sprint/Xohm | WiMAX Change Out | Minor Modification | Sudbury House Condo | 38 | 2100 | Washington Avenue | Silver Spring | R-10 | Sudbury House Condominiums |  | Private | 38.9942 | -77.0454 | Building | 95 | 0 |  | 2008-10-31 | 2008-12-10 | Recommended | DC01YC184 |  | https://s3.amazonaws.com/montgomerycountytfcg/Applications/200812-14.pdf
200812-15 | Sprint/Xohm | WiMAX Change Out | Minor Modification | Ramada Silver Spring | 216 | 7990 | Georgia Ave | Silver Spring | CR-3.0 | ELSS LLC |  | Private | 38.9867 | -77.0272 | Building | 81 | 0 |  | 2008-10-31 | 2008-12-10 | Recommended | DC01YC176 |  | https://s3.amazonaws.com/montgomerycountytfcg/Applications/200812-15.pdf
200812-16 | Sprint/Xohm | WiMAX Change Out | Minor Modification | East West Towers | 323 | 4350 | East-West Hwy | Bethesda | CR-6.25 | East West Towers LLC |  | Private | 38.985 | -77.0894 | Building | 125 | 0 |  | 2008-10-31 | 2008-12-10 | Recommended | DC01YC174 |  | https://s3.amazonaws.com/montgomerycountytfcg/Applications/200812-16.pdf
200812-17 | Cricket | Existing Tower | Colocation | Pepco 628-N | 164 | 0 | Dufief Mill Rd | Gaithersburg | R-200 | Pepco | Pepco | Private | 39.0834 | -77.2476 | Tower | 118 | 0 |  | 2008-10-31 | 2009-05-06 | Recommended | IAD-532 |  | https://s3.amazonaws.com/montgomerycountytfcg/Applications/200812-17.pdf
200812-18 | Cricket | Existing Tower | Colocation | Pepco 100-S | 225 | 20000 blk | Goshen Rd & Rothbury Dr | Gaithersburg | R-200 | Pepco | Pepco | Private | 39.1841 | -77.1881 | Tower | 134 | 0 |  | 2008-10-31 | 2009-02-04 | Recommended | IAD-358 |  | https://s3.amazonaws.com/montgomerycountytfcg/Applications/200812-18.pdf
200812-19 | Cricket | Existing Tower | Colocation | Pepco 637-N | 80 | 13900 | Piney Meeting House Rd | Rockville | IH-2.5 | Pepco | Pepco | Private | 39.0671 | -77.2281 | Tower | 121 | 0 |  | 2008-10-31 | 2008-12-10 | Recommended | IAD-142 |  | https://s3.amazonaws.com/montgomerycountytfcg/Applications/200812-19.pdf
200812-10 | Sprint/Xohm | WiMAX Change Out | Minor Modification | Blair High School | 108 | 51 | University Blvd East | Silver Spring | R-60 | M-NCPPC | M-NCPPC | Public | 39.0172 | -77.0073 | Monopole | 128 | 0 |  | 2008-10-30 | 2009-02-04 | Recommended | DC01YC806 |  | https://s3.amazonaws.com/montgomerycountytfcg/Applications/200812-10.pdf
200812-11 | Sprint/Xohm | WiMAX Change Out | Minor Modification | Park Montgomery Apts | 26 | 8860 | Piney Branch Rd | Silver Spring | R-H | Park Montgomery Limited Prtnrshp |  | Private | 39.0005 | -76.9917 | Building | 147 | 0 |  | 2008-10-30 | 2008-12-10 | Recommended | DC01YC201 |  | https://s3.amazonaws.com/montgomerycountytfcg/Applications/200812-11.pdf
200812-07 | Cricket | Existing Monopole | Colocation | Weitzer Property | 123 | 0 | Sugarland Rd | Poolesville | AR | BLUFFING GOAT FARM LLC |  | Private | 39.0857 | -77.3982 | Monopole | 195 | 0 |  | 2008-10-24 | 2008-12-10 | Recommended | IAD-524 |  | https://s3.amazonaws.com/montgomerycountytfcg/Applications/200812-07.pdf
200812-01 | Sprint/Xohm | WiMAX Change Out | Minor Modification | Wheaton Park Maint. Yard | 65 | 12012 | Alpert Ln | Silver Spring | R-90 | M-NCPPC | AT&T | Public | 39.0532 | -77.0286 | Monopole | 180 | 0 |  | 2008-10-22 | 2009-10-22 | Withdrawn | DC01YC817
200812-02 | Sprint/Xohm | WiMAX changeout | Minor Modification | Oakmont Monopole | 3 | 16801 | Oakmont Ave | Gaithersburg | IM-2.5 H-50 | 16801 Oakmont Avenue LLC |  | Private | 39.1315 | -77.174 | Monopole | 191 | 0 |  | 2008-10-22 | 2008-12-10 | Recommended | DC01YC591 |  | https://s3.amazonaws.com/montgomerycountytfcg/Applications/200812-02.pdf
200812-03 | Sprint/Xohm | WiMAX changeout | Minor Modification | Londonderry Apts | 17 | 17060 | King James Way | Gaithersburg | R-20 | Londonderry Afforadable LLC |  | Private | 39.1361 | -77.2069 | Building | 81 | 0 |  | 2008-10-22 | 2008-12-10 | Recommended | DC01YC572 |  | https://s3.amazonaws.com/montgomerycountytfcg/Applications/200812-03.pdf
200812-04 | Sprint/Xohm | WiMAX changout | Minor Modification | WSSC Great Seneca | 295 | 12600 | Great Seneca Hwy | Germantown | R-200 | WSSC | WSSC | Private | 39.142 | -77.2744 | Tower | 200 | 0 |  | 2008-10-22 | 2009-10-22 | Withdrawn | DC01YC447
200812-05 | Sprint/Xohm | WiMAX changeout | Minor Modification | Airpark Industrial Center | 83 | 7707 | Airpark Rd | Gaithersburg | IL-1.0 H-50 | Crown Atlantic Co LLC |  | Private | 39.1715 | -77.1578 | Monopole | 120 | 0 |  | 2008-10-22 | 2008-12-10 | Recommended | DC01YC424 |  | https://s3.amazonaws.com/montgomerycountytfcg/Applications/200812-05.pdf
200812-06 | Sprint/Xohm | WiMAX changeout | Minor Modification | Brink Water Tank | 87 | 21701 | Ridge Rd | Germantown | AR | WSSC | WSSC | Public | 39.2126 | -77.238 | Water Tank | 124 | 0 |  | 2008-10-22 | 2008-12-10 | Recommended | DC01YC422 |  | https://s3.amazonaws.com/montgomerycountytfcg/Applications/200812-06.pdf
200811-38 | Verizon Wireless | Antenna Change Out | Minor Modification | Cabin John VFW Post | 60 | 11511 | MacArthur Blvd | Potomac | RE-2 | Cabin John Memorial Post 5633 |  | Private | 38.9963 | -77.2381 | Monopole | 126 | 0 |  | 2008-10-15 | 2008-11-05 | Recommended | C&O Canal |  | https://s3.amazonaws.com/montgomerycountytfcg/Applications/200811-38.pdf
200811-36 | Verizon Wireless | Antenna Change Out | Minor Modification | Avenel Golf Course | 55 | 10010 | Oaklyn Dr | Potomac | RE-2C | WSSC | WSSC | Public | 38.9951 | -77.2038 | Monopole | 130 | 0 |  | 2008-10-01 | 2008-11-05 | Recommended | Avenel |  | https://s3.amazonaws.com/montgomerycountytfcg/Applications/200811-36.pdf
200811-37 | Cricket | Existing Monopole | Colocation | MDOT-Kensington | 77 | 9200 | Kensington Pkwy | Kensington | R-90 | MDOT / State Hwy Admin. |  | Private | 39.0077 | -77.075 | Monopole | 160 | -1 |  | 2008-10-01 | 2009-03-04 | Recommended | IAD-372 |  | https://s3.amazonaws.com/montgomerycountytfcg/Applications/200811-37.pdf
200811-13 | Cricket | Existing building | Colocation | Westlake Towers | 155 | 7420 | Westlake Terr | Bethesda | R-H | Westlake Park Condo |  | Private | 39.026 | -77.1508 | Building | 144.5 | 0 |  | 2008-09-29 | 2009-03-04 | Recommended | IAD-058 |  | https://s3.amazonaws.com/montgomerycountytfcg/Applications/200811-13.pdf
200811-14 | Cricket | Existing Monopole | Colocation | Fire Station 31 | 10 | 12100 | Darnestown Rd | Gaithersburg | R-200 | Montgomery County |  | Public | 39.1161 | -77.2512 | Monopole | 161 | 0 |  | 2008-09-29 | 2009-03-04 | Recommended | IAD-138 |  | https://s3.amazonaws.com/montgomerycountytfcg/Applications/200811-14.pdf
200811-30 | Sprint/Xohm | WiMAX Change Out | Minor Modification | Seneca Ayr Farm | 68 | 13100 | Old Baltimore Rd West | Boyds | IL-1.0 H-50 | Linthicum Properties Management LLC | Crown Castle | Private | 39.2124 | -77.2755 | Monopole | 140 | 0 |  | 2008-09-29 | 2008-11-05 | Recommended | DC01YC629 |  | https://s3.amazonaws.com/montgomerycountytfcg/Applications/200811-30.pdf
200811-31 | Sprint/Xohm | WiMAX Change Out | Minor Modification | Milestone | 148 | 1 | Milestone Center Ct | Germantown | CR-2.0 C-1.75 R-0.5 H-125 T | WMMH Building LLC |  | Public | 39.2004 | -77.2591 | Monopole | 150 | 0 |  | 2008-09-29 | 2008-11-05 | Recommended | DC01YC427 |  | https://s3.amazonaws.com/montgomerycountytfcg/Applications/200811-31.pdf
200811-32 | Sprint/Xohm | WiMAX Change Out | Minor Modification | AT&T Long Line Tower | 120 | 12419 | Middlebrook Rd | Germantown | IM-2.5 H-50 | American Tower Inc. |  | Private | 39.1769 | -77.2572 | Tower | 125 | 0 |  | 2008-09-29 | 2008-11-05 | Recommended | DC01YC830 |  | https://s3.amazonaws.com/montgomerycountytfcg/Applications/200811-32.pdf
200811-33 | Sprint/Xohm | WiMAX Change Out | Minor Modification | Century 21 Building | 334 | 20010 | Century Blvd | Germantown | CR-2.0 | Rickman Century LLC |  | Private | 39.1856 | -77.26 | Building | 60 | 0 |  | 2008-09-29 | 2008-11-05 | Recommended | DC01YC765 |  | https://s3.amazonaws.com/montgomerycountytfcg/Applications/200811-33.pdf
200811-34 | Sprint/Xohm | WiMAX Change Out | Minor Modification | Sunrise Apts | 149 | 19310 | Club House Rd | Gaithersburg | R-10 | Sunrise Assisted Living |  | Private | 39.1738 | -77.2027 | Building | 70 | 0 |  | 2008-09-29 | 2008-11-05 | Recommended | DC01YC449 |  | https://s3.amazonaws.com/montgomerycountytfcg/Applications/200811-34.pdf
200811-35 | Sprint/Xohm | WiMAX Change Out | Minor Modification | Walkers House | 144 | 18700 | Walkers Choice Rd | Gaithersburg | R-10 | Walker House Owner LLC |  | Private | 39.163 | -77.2051 | Building | 76 | 0 |  | 2008-09-29 | 2008-11-05 | Recommended | DC01YC430 |  | https://s3.amazonaws.com/montgomerycountytfcg/Applications/200811-35.pdf
200811-11 | Cricket | Existing Building | Colocation | Classic Residence | 19 | 8100 | Connecticut Ave | Chevy Chase | R-10 | SNH CCMD Properties LLC |  | Private | 38.9917 | -77.0778 | Building | 138 | 0 |  | 2008-09-26 | 2008-12-10 | Recommended | IAD-093 |  | https://s3.amazonaws.com/montgomerycountytfcg/Applications/200811-11.pdf
200811-12 | Cricket | Existing Buidling | Colocation | Takoma Tower | 27 | 7051 | Carroll Ave | Takoma Park | NR-0.75 H-50 | Takoma Tower LP | County | Public | 38.9747 | -77.0105 | Building | 109.1 | 0 |  | 2008-09-26 | 2008-11-05 | Recommended | IAD-132 |  | https://s3.amazonaws.com/montgomerycountytfcg/Applications/200811-12.pdf
200811-15 | Sprint/Xohm | WiMAX Change Out | Minor Modification | Renaissance Plaza Apts | 16 | 14000 | Castle Blvd | Silver Spring | R-20 | Renaissance Plaza Condo |  | Private | 39.0858 | -76.9419 | Building | 100 | 0 |  | 2008-09-26 | 2008-11-05 | Recommended | DC01YC306 |  | https://s3.amazonaws.com/montgomerycountytfcg/Applications/200811-15.pdf
200811-16 | Sprint/Xohm | WiMAX Change Out | Minor Modification | Glenmont Tank | 12 | 12413 | Georgia Ave | Silver Spring | CR-2.0 C-0.5 R-1.75 H-120 | WSSC | WSSC | Public | 39.0616 | -77.0516 | Water Tank | 183 | 0 |  | 2008-09-26 | 2009-10-22 | Withdrawn | DC01YC288
200811-17 | Sprint/Xohm | WiMAX Change Out | Minor Modification | Berkshire Towers | 42.01 | 11235 | Oak Leaf Dr | Silver Spring | R-10 | Enclave Holdings LLC Nonconnah Holdings LLC |  | Private | 39.0413 | -76.9934 | Building | 165 | 0 |  | 2008-09-26 | 2008-11-05 | Recommended | DC01YC167 |  | https://s3.amazonaws.com/montgomerycountytfcg/Applications/200811-17.pdf
200811-18 | Sprint/Xohm | WiMAX Change Out | Minor Modification | JFK High School | 288 | 1901 | Randolph Rd | Silver Spring | R-90 | Board of Education | School | Public | 39.0676 | -77.0397 | Monopole | 135 | 0 |  | 2008-09-26 | 2009-10-22 | Withdrawn | DC01YC733
200811-19 | Sprint/Xohm | WiMAX Change Out | Minor Modification | Chateau Apartments | 53.01 | 9727 | Mt. Pisgah Rd | Silver Spring | R-H | Hillzo LP |  | Private | 39.0168 | -76.9745 | Building | 159 | 0 |  | 2008-09-26 | 2008-12-10 | Recommended | DC01YC499 |  | https://s3.amazonaws.com/montgomerycountytfcg/Applications/200811-19.pdf
200811-20 | Sprint/Xohm | WiMAX Change Out | Minor Modification | Faiola Property | 85 | 17335 | Donora Rd | Silver Spring | RC | Anthony Faiola |  | Private | 39.1447 | -76.9865 | Tower | 250 | 0 |  | 2008-09-26 | 2009-03-02 | Withdrawn | DC01YC291
200811-21 | Sprint/Xohm | WiMAX Change Out | Minor Modification | Pepco 59-N | 158.01 | 0 | Black Rock Rd | Germantown | AR | Pepco | Pepco | Private | 39.1385 | -77.2957 | Tower | 124.5 | 0 |  | 2008-09-26 | 2008-11-05 | Recommended | DC01YC438 |  | https://s3.amazonaws.com/montgomerycountytfcg/Applications/200811-21.pdf
200811-22 | Sprint/Xohm | WiMAX Change Out | Minor Modification | Pepco 627-S | 187 | 14201 | Quince Orchard Rd | Gaithersburg | R-200 | Pepco | Pepco | Private | 39.0859 | -77.249 | Tower | 132 | 0 |  | 2008-09-26 | 2008-11-05 | Recommended | DC01YC437 |  | https://s3.amazonaws.com/montgomerycountytfcg/Applications/200811-22.pdf
200811-23 | Sprint/Xohm | WiMAX Change Out | Minor Modification | Pepco 681-W | 247 | 18000 | Wickham Rd | Brookeville | RE-1 | Pepco | Pepco | Private | 39.1616 | -77.0959 | Tower | 143 | 0 |  | 2008-09-26 | 2008-11-05 | Recommended | DC01YC442 |  | https://s3.amazonaws.com/montgomerycountytfcg/Applications/200811-23.pdf
200811-24 | Sprint/Xohm | WiMAX Change Out | Minor Modification | Pepco 54-N | 185.1 | 14800 | Schaeffer Rd | Germantown | AR | Pepco | Pepco | Private | 39.1466 | -77.308 | Tower | 134 | 0 |  | 2008-09-26 | 2008-11-05 | Recommended | DC01YC659 |  | https://s3.amazonaws.com/montgomerycountytfcg/Applications/200811-24.pdf
200811-25 | Sprint/Xohm | WiMAX Change Out | Minor Modification | Extra Space Storage | 350 | 19500 | Frederick Rd | Germantown | GR-1.5 H-45 | Extra Space Properties 131 LLC |  | Private | 39.1755 | -77.24 | Monopole | 120 | 0 |  | 2008-09-26 | 2008-11-05 | Recommended | DC01YC762 |  | https://s3.amazonaws.com/montgomerycountytfcg/Applications/200811-25.pdf
200811-26 | Sprint/Xohm | WiMAX Change Out | Minor Modification | Columbia Towers | 237 | 12001 | Old Columbia Pike | Silver Spring | R-10 | Legum & Norman |  | Private | 39.0519 | -76.9749 | Building | 95 | 0 |  | 2008-09-26 | 2008-11-05 | Recommended | DC01YC349 |  | https://s3.amazonaws.com/montgomerycountytfcg/Applications/200811-26.pdf
200811-27 | Sprint/Xohm | WiMAX Change Out | Minor Modification | Hampshire Greens Tank | 139 | 15916 | New Hampshire Ave | Spencerville | RE-2C | Maryland National Capital Park & Planning Comm | WSSC | Public | 39.1203 | -76.9917 | Water Tank | 150 | 0 |  | 2008-09-26 | 2009-10-01 | Withdrawn | DC01YC366
200811-28 | Sprint/Xohm | WiMAX Change Out | Minor Modification | Old Burtonsville VFD | 64 | 15430 | Old Columbia Pike | Burtonsville | CRT-1.5 C-1.0 R-1.25 H-70 | Burtonsville VFD | Fire | Private | 39.1102 | -76.9367 | Monopole | 180 | 0 |  | 2008-09-26 | 2008-11-05 | Recommended | DC01YC296 |  | https://s3.amazonaws.com/montgomerycountytfcg/Applications/200811-28.pdf
200811-29 | Sprint/Xohm | WiMAX Change Out | Minor Modification | Colesville Monopole | 76 | 49 | Randolph Rd | Colesville | NR-0.75 H-45 | A.I. GLENVIEW LLC M & ML PATRIOT LLC ETAL |  | Private | 39.0764 | -77.0028 | Monopole | 150 | 0 |  | 2008-09-26 | 2008-11-05 | Recommended | DC01YC369 |  | https://s3.amazonaws.com/montgomerycountytfcg/Applications/200811-29.pdf
200811-09 | Cricket | Existing building | Colocation | Renaissance Plaza Apts | 16 | 14000 | Castle Blvd | Silver Spring | R-20 | Renaissance Plaza Condo |  | Private | 39.0858 | -76.9419 | Building | 100 | 0 |  | 2008-09-19 | 2008-11-05 | Recommended | IAD-141 |  | https://s3.amazonaws.com/montgomerycountytfcg/Applications/200811-09.pdf
200811-10 | Cricket | Existing Lattice Tower | Colocation | Kenwood Country Club | 30 | 5601 | River Rd | Bethesda | R-90 | Kenwood Country Club |  | Private | 38.9766 | -77.1142 | Tower | 230 | 0 |  | 2008-09-19 | 2009-03-04 | Recommended | IAD-094 |  | https://s3.amazonaws.com/montgomerycountytfcg/Applications/200811-10.pdf
200811-05 | Cricket | Existing monopole | Colocation | MDOT Monopole | 73 |  | I-270 & Montrose Rd | Rockville | R-90 | MDOT / State Hwy Admin. | State | Public | 39.0579 | -77.1537 | Monopole | 140 | -1 |  | 2008-09-18 | 2008-11-05 | Recommended | IAD-055 |  | https://s3.amazonaws.com/montgomerycountytfcg/Applications/200811-05.pdf
200811-06 | Cricket | Existing Rooftop | Colocation | White Oak Towers Apts | 32 | 11700 | Old Columbia Pike | Silver Spring | R-10 | Old Columbia Pike Ltd. |  | Private | 39.0494 | -76.9805 | Building | 189 | 0 |  | 2008-09-18 | 2009-03-04 | Recommended | IAD-070 |  | https://s3.amazonaws.com/montgomerycountytfcg/Applications/200811-06.pdf
200811-07 | Cricket | Existing Lattice Tower | Colocation | Carver Tower | 124 | 2647 | W University Blvd | Silver Spring | CR-5.0 C-4.5 R-4.5 H-130 | Bajwa Property Management LLC |  | Private | 39.0407 | -77.0549 | Tower | 275 | 0 |  | 2008-09-18 | 2008-11-05 | Recommended | IAD-033 |  | https://s3.amazonaws.com/montgomerycountytfcg/Applications/200811-07.pdf
200811-08 | Cricket | Existing Rooftop | Colocation | Washingtonian | 181 | 9701 | Fields Rd | Gaithersburg | R-10 | Washingtonian Tower Condominium Inc. |  | Private | 39.1149 | -77.1994 | Building | 235 | 0 |  | 2008-09-18 | 2008-11-05 | Recommended | IAD-081 |  | https://s3.amazonaws.com/montgomerycountytfcg/Applications/200811-08.pdf
200811-04 | Verizon Wireless | Existing monopole | Colocation | MDOT Monopole | 73 |  | I-270 & Montrose Rd | Rockville | R-90 | MDOT / State Hwy Admin. | State | Public | 39.0579 | -77.1537 | Monopole | 140 | -1 |  | 2008-09-17 | 2008-11-05 | Recommended | Tilden Lane |  | https://s3.amazonaws.com/montgomerycountytfcg/Applications/200811-04.pdf
200811-02 | Cricket | Existing Rooftop | Colocation | Chateau Apartments | 53.01 | 9727 | Mt. Pisgah Rd | Silver Spring | R-H | Hillzo LP |  | Private | 39.0168 | -76.9745 | Building | 159 | 0 |  | 2008-09-15 | 2009-03-04 | Recommended | IAD-166 |  | https://s3.amazonaws.com/montgomerycountytfcg/Applications/200811-02.pdf
200811-03 | Cricket | Existing Rooftop | Colocation | Aurora Condominiums | 410 | 7915 | Eastern Ave | Silver Spring | CR-3.0 CR-2.0 R-2.75 H-125-T | Aurora Condominium South |  | Private | 38.9865 | -77.0284 | Building | 107 | 0 |  | 2008-09-15 | 2008-12-10 | Recommended | IAD-133 |  | https://s3.amazonaws.com/montgomerycountytfcg/Applications/200811-03.pdf
200811-01 | Cricket | Existing building | Colocation | Semmes Building | 35 | 10220 | River Rd | Rocville | NR-0.75 | Semmes Buildng LLC |  | Private | 39.0182 | -77.2097 | Building | 42.5 | 0 |  | 2008-09-12 | 2009-03-04 | Recommended | IAD-184 |  | https://s3.amazonaws.com/montgomerycountytfcg/Applications/200811-01.pdf
200810-15 | Cricket | Existing building | Colocation | Postal Training Facility | 233 | 10130 | Democracy Blvd | Potomac | RE-2 | United States Postal Service | Federal | Public | 39.0205 | -77.1864 | Building | 70 | 0 |  | 2008-09-10 | 2008-12-10 | Recommended | IAD-185 |  | https://s3.amazonaws.com/montgomerycountytfcg/Applications/200810-15.pdf
200810-16 | Cricket | Existing monopole | Colocation | Leaman Property | 86 | 13820 | Clopper Rd | Boyds | R-200 | American Tower Asset Sub 2 LLC |  | Private | 39.1652 | -77.2908 | Monopole | 125 | 0 |  | 2008-09-10 | 2008-12-10 | Recommended | IAD-045 |  | https://s3.amazonaws.com/montgomerycountytfcg/Applications/200810-16.pdf
200810-17 | Cricket | Existing tower | Colocation | AT&T Long Line Tower | 120 | 12419 | Middlebrook Rd | Germantown | IM-2.5 H-50 | American Tower Inc. |  | Private | 39.1769 | -77.2572 | Tower | 125 | 0 |  | 2008-09-10 | 2008-12-10 | Recommended | IAD-046 |  | https://s3.amazonaws.com/montgomerycountytfcg/Applications/200810-17.pdf
200810-18 | Verizon Wireless | Existing transmission line tower | Colocation | Pepco 692-E | 409 | 16601 | Emory Ln | Rockville | R-200 | Pepco | Pepco | Private | 39.1331 | -77.0781 | Tower | 150 | 0 |  | 2008-09-10 | 2008-10-01 | Recommended | Gooseneck |  | https://s3.amazonaws.com/montgomerycountytfcg/Applications/200810-18.pdf
200810-19 | Verizon Wireless | Existing transmission line tower | Colocation | Pepco 68-N | 314.2 | 17099 | Riffle Ford Rd | Germantown | R-200 | Pepco | Pepco | Private | 39.1378 | -77.2748 | Tower | 131.5 | 0 |  | 2008-09-10 | 2008-10-01 | Recommended | Great Seneca |  | https://s3.amazonaws.com/montgomerycountytfcg/Applications/200810-19.pdf
200810-20 | Verizon Wireless | Existing monopole | Colocation | Argyle Country Club | 111 | 14600 | Argyle Club Rd | Silver Spring | RE-2 | Argyle Land Company |  | Private | 39.0961 | -77.0526 | Monopole | 125 | 0 |  | 2008-09-10 | 2008-10-01 | Recommended | Bel pre |  | https://s3.amazonaws.com/montgomerycountytfcg/Applications/200810-20.pdf
200810-09 | Cricket | Existing monopole | Colocation | Gymkhana Club | 56 | 14100 | River Rd | Rockville | RE-2 | River Road Development Inc |  | Private | 39.063 | -77.2925 | Monopole | 143.6 | 0 |  | 2008-09-08 | 2008-10-01 | Recommended | IAD-061 |  | https://s3.amazonaws.com/montgomerycountytfcg/Applications/200810-09.pdf
200810-10 | Cricket | Existing monopole | Colocation | Colesville Monopole | 76 | 49 | Randolph Rd | Colesville | NR-0.75 H-45 | A.I. GLENVIEW LLC M & ML PATRIOT LLC ETAL |  | Private | 39.0764 | -77.0028 | Monopole | 150 | 0 |  | 2008-09-08 | 2008-12-10 | Recommended | IAD042 |  | https://s3.amazonaws.com/montgomerycountytfcg/Applications/200810-10.pdf
200810-11 | Cricket | Existing monopole | Colocation | Wheaton Park Maint. Yard | 65 | 12012 | Alpert Ln | Silver Spring | R-90 | M-NCPPC | AT&T | Public | 39.0532 | -77.0286 | Monopole | 180 | 0 |  | 2008-09-08 | 2009-03-02 | Withdrawn | IAD-015
200810-12 | Cricket | Existing monopole | Colocation | Old Burtonsville VFD | 64 | 15430 | Old Columbia Pike | Burtonsville | CRT-1.5 C-1.0 R-1.25 H-70 | Burtonsville VFD | Fire | Private | 39.1102 | -76.9367 | Monopole | 180 | 0 |  | 2008-09-08 | 2008-12-10 | Recommended | IAD-195 |  | https://s3.amazonaws.com/montgomerycountytfcg/Applications/200810-12.pdf
200810-13 | Cricket | Existing building | Colocation | Grosvenor House Apts | 14 | 10101 | Grosvenor Pl | Rockville | R-10 | Grosvenor Park |  | Private | 39.0233 | -77.1044 | Building | 174 | 0 |  | 2008-09-08 | 2009-03-04 | Recommended | IAD-371 |  | https://s3.amazonaws.com/montgomerycountytfcg/Applications/200810-13.pdf
200810-14 | Cingular | Existing transmission line tower | Colocation | Pepco 40-L | 269 | 1 | Mullinix Mill Rd | Mt. Airy | RDT | Pepco | Pepco | Private | 39.2931 | -77.1519 | Tower | 149 | 0 |  | 2008-09-08 | 2008-10-01 | Recommended | DC1509 Watkins |  | https://s3.amazonaws.com/montgomerycountytfcg/Applications/200810-14.pdf
200810-06 | AT&T Wireless | Existing building | Colocation | Chateau Apartments | 53.01 | 9727 | Mt. Pisgah Rd | Silver Spring | R-H | Hillzo LP |  | Private | 39.0168 | -76.9745 | Building | 159 | 0 |  | 2008-08-29 | 2008-11-05 | Recommended | MD3821 |  | https://s3.amazonaws.com/montgomerycountytfcg/Applications/200810-06.pdf
200810-07 | T-Mobile | New Monopole | New | Gibson Monopole | 407 | 2815 | Cabin Creek Rd | Burtonsville | RE-1 | Ralph Gibson |  | Private | 39.0981 | -76.9531 | Monopole | 115 | 0 |  | 2008-08-29 | 2008-11-05 | Recommended | WAN291 |  | https://s3.amazonaws.com/montgomerycountytfcg/Applications/200810-07.pdf
200810-05 | Sprint/Nextel | Antenna Change Out | Minor Modification | Battery Park | 145 | 7979 | Old Georgetown Rd | Bethesda | CR-3.0 | Jamal's 7979 LLC |  | Private | 38.9893 | -77.1012 | Building | 120 | 0 |  | 2008-08-27 | 2008-10-01 | Recommended | MD0672 Battery Park |  | https://s3.amazonaws.com/montgomerycountytfcg/Applications/200810-05.pdf
200810-03 | Cricket | Existing Monopole | Colocation | Fire Station 33 | 37 | 11430 | Falls Rd | Potomac | R-200 | Rockville Volunteer Fire Dept. | Fire | Private | 39.0437 | -77.1939 | Monopole | 150 | 0 |  | 2008-08-19 | 2008-11-05 | Recommended | IAD-010 |  | https://s3.amazonaws.com/montgomerycountytfcg/Applications/200810-03.pdf
200810-04 | Cricket | Existing Monopole | Colocation | Sherwood High School | 157 | 300 | Olney-Sandy Spring Rd | Sandy Spring | RNC | Board of Education | School | Public | 39.1485 | -77.0172 | Monopole | 150 | 0 |  | 2008-08-19 | 2009-05-06 | Recommended | IAD-232 |  | https://s3.amazonaws.com/montgomerycountytfcg/Applications/200810-04.pdf
200810-01 | Sprint/Nextel | Antenna Change Out | Minor Modification | Battery Park | 145 | 7979 | Old Georgetown Rd | Bethesda | CR-3.0 | Jamal's 7979 LLC |  | Private | 38.9893 | -77.1012 | Building | 120 | 0 |  | 2008-08-15 | 2008-10-01 | Recommended | MD0672 |  | https://s3.amazonaws.com/montgomerycountytfcg/Applications/200810-01.pdf
200810-02 | Sprint/Nextel | Antenna Change Out | Minor Modification | Woodmont Condo | 180 | 8120 | Woodmont Ave | Bethesda | CR-3.0 | Bethesda Associates LLC |  | Private | 38.9915 | -77.097 | Building | 90 | 0 |  | 2008-08-15 | 2008-10-01 | Recommended | MD0799 |  | https://s3.amazonaws.com/montgomerycountytfcg/Applications/200810-02.pdf
200809-12 | Verizon Wireless | Existing transmission line tower | Colocation | Pepco 628-N | 164 | 0 | Dufief Mill Rd | Gaithersburg | R-200 | Pepco | Pepco | Private | 39.0834 | -77.2476 | Tower | 118 | 0 |  | 2008-08-13 | 2008-09-03 | Recommended | Turkey Foot |  | https://s3.amazonaws.com/montgomerycountytfcg/Applications/200809-12.pdf
200809-13 | Verizon Wireless | Existing transmission line tower | Colocation | Pepco 621-S | 403 | 12400 Block of | Falconbridge Dr | Gaithersburg | R-200 | Pepco | Pepco | Private | 39.1007 | -77.2559 | Tower | 126 | 0 |  | 2008-08-13 | 2008-09-03 | Recommended | Chestnut |  | https://s3.amazonaws.com/montgomerycountytfcg/Applications/200809-13.pdf
200809-14 | Verizon Wireless | Existing lattice tower | Colocation | Izaak Walton League | 6 | 18301 | Waring Station Rd | Germantown | R-200 | Izaak Walton League |  | Private | 39.1551 | -77.2535 | Tower | 224 | 0 |  | 2008-08-13 | 2008-09-03 | Recommended | Sesame Seed |  | https://s3.amazonaws.com/montgomerycountytfcg/Applications/200809-14.pdf
200809-15 | Verizon Wireless | Existing transmission line pole | Colocation | Pepco 651-S | 400 | 8910 | Falls Farm Dr | Potomac | R-200 | Pepco | Pepco | Private | 39.0557 | -77.1844 | Tower | 126 | 0 |  | 2008-08-13 | 2008-09-03 | Recommended | Prestwick |  | https://s3.amazonaws.com/montgomerycountytfcg/Applications/200809-15.pdf
200809-16 | Verizon Wireless | Existing transmission line monopole | Colocation | Pepco 646-N | 365.01 | 9712 | Aldersgate Rd | Potomac | R-200 | Pepco | Pepco | Private | 39.0589 | -77.2017 | Tower | 127.5 | 0 |  | 2008-08-13 | 2008-09-03 | Recommended | Willow Valley |  | https://s3.amazonaws.com/montgomerycountytfcg/Applications/200809-16.pdf
200809-17 | T-Mobile | Existing building | Colocation | Mill Creek Apartments | 404 | 17600 | Sequoia Dr | Gaithersburg | R-30 | Mill Creek Investors LTD PTN |  | Private | 39.1442 | -77.1706 | Building | 32 | 0 |  | 2008-08-13 | 2008-10-01 | Recommended | WAN265 |  | https://s3.amazonaws.com/montgomerycountytfcg/Applications/200809-17.pdf
200809-18 | T-Mobile | Existing building | Colocation | Continental Plaza | 154 | 7101 | Wisconsin Ave | Bethesda | CR-3.0 C-3.0 R-2.75 H-145 | 7101 Wisconsin Owner LLC |  | Private | 38.9803 | -77.0918 | Building | 145 | 0 |  | 2008-08-13 | 2008-09-03 | Recommended | WAN266 |  | https://s3.amazonaws.com/montgomerycountytfcg/Applications/200809-18.pdf
200809-19 | T-Mobile | Existing building | Colocation | Faith Baptist Church | 405 | 12907 | Connecticut Ave | Silver Spring | R-60 | Faith Baptist Church | Church | Private | 39.0688 | -77.075 | Building | 27 | 0 |  | 2008-08-13 | 2008-10-01 | Recommended | WAN183 |  | https://s3.amazonaws.com/montgomerycountytfcg/Applications/200809-19.pdf
200809-20 | T-Mobile | New Monopole | New | Twin Farms Swim Club | 406 | 1200 | Fairland Rd | Silver Spring | R-200 | Twin Farms Club Inc. |  | Private | 39.0789 | -76.9861 | Monopole | 125 | 0 |  | 2008-08-13 | 2008-11-05 | Not Recommended | WAN286 |  | https://s3.amazonaws.com/montgomerycountytfcg/Applications/200809-20.pdf
200809-09 | Cricket | Existing monopine | Colocation | Baptist Home | 147 | 6301 | Greentree Rd | Bethesda | R-60 | Baptist Home for Children |  | Private | 39.0026 | -77.1273 | Monopole | 120 | 0 |  | 2008-08-01 | 2008-09-03 | Recommended | IAD-126 |  | https://s3.amazonaws.com/montgomerycountytfcg/Applications/200809-09.pdf
200809-10 | Cricket | Existing monopole | Colocation | Rinaldi Property | 24 | 15700 | Georgia Ave | Olney | R-200 | Patricia V Rinaldi |  | Private | 39.1159 | -77.0745 | Monopole | 120 | 0 |  | 2008-08-01 | 2008-09-03 | Recommended | IAD-052 |  | https://s3.amazonaws.com/montgomerycountytfcg/Applications/200809-10.pdf
200809-11 | Cricket | Existing monopole | Colocation | Bethesda Country Club | 51.01 | 7601 | Bradley Blvd | Bethesda | R-200 | Bethesda Country Club |  | Private | 39.0153 | -77.1501 | Monopole | 150 | 0 |  | 2008-08-01 | 2008-11-05 | Recommended | IAD-059 |  | https://s3.amazonaws.com/montgomerycountytfcg/Applications/200809-11.pdf
200809-08 | T-Mobile | New Monopole | New | Public Storage Prosperity | 402 | 12355 | Prosperity Dr | Silver Spring | CR-0.75 C-0.75 R-0.25 H-75 | Public Storage LP |  | Private | 39.0579 | -76.9655 | Monopole | 140 | 0 |  | 2008-07-31 | 2008-11-05 | Recommended | WAN124 |  | https://s3.amazonaws.com/montgomerycountytfcg/Applications/200809-08.pdf
200809-06 | Cricket | Existing monopole | Colocation | Seneca Ayr Farm | 68 | 13100 | Old Baltimore Rd West | Boyds | IL-1.0 H-50 | Linthicum Properties Management LLC | Crown Castle | Private | 39.2124 | -77.2755 | Monopole | 140 | 0 |  | 2008-07-25 | 2008-09-03 | Recommended | IAD-175 |  | https://s3.amazonaws.com/montgomerycountytfcg/Applications/200809-06.pdf
200809-07 | Cricket | Existing monopole | Colocation | Potomac Water Filt. Plant | 91 | 12200 | River Rd | Rockville | RE-2 | WSSC | WSSC | Public | 39.0405 | -77.2537 | Building | 81.3 | 0 |  | 2008-07-25 | 2008-11-05 | Recommended | IAD-243 |  | https://s3.amazonaws.com/montgomerycountytfcg/Applications/200809-07.pdf
200809-05 | Cricket | Existing monoole | Colocation | Silver Spring YMCA | 4 | 9800 | Hastings Dr | Silver Spring | R-60 | n |  | Private | 39.0159 | -77.0134 | Monopole | 120 | 0 |  | 2008-07-24 | 2008-10-01 | Recommended | IAD-068 |  | https://s3.amazonaws.com/montgomerycountytfcg/Applications/200809-05.pdf
200809-04 | Cricket | Existing Monopole | Colocation | Oakmont Monopole | 3 | 16801 | Oakmont Ave | Gaithersburg | IM-2.5 H-50 | 16801 Oakmont Avenue LLC |  | Private | 39.1315 | -77.174 | Monopole | 191 | 0 |  | 2008-07-21 | 2008-10-01 | Recommended | IAD-182 |  | https://s3.amazonaws.com/montgomerycountytfcg/Applications/200809-04.pdf
200809-03 | Cricket | Existing monopole | Colocation | JFK High School | 288 | 1901 | Randolph Rd | Silver Spring | R-90 | Board of Education | School | Public | 39.0676 | -77.0397 | Monopole | 135 | 0 |  | 2008-07-21 | 2009-01-07 | Recommended | IAD-075 |  | https://s3.amazonaws.com/montgomerycountytfcg/Applications/200809-03.pdf
200809-02 | Cricket | Existing monopole | Colocation | Aspen Monopole | 104 | 15710 | New Hampshire Ave | Silver Spring | RE-2 | Michael A. Grodin |  | Private | 39.1161 | -76.9962 | Monopole | 172 | 0 |  | 2008-07-17 | 2008-10-01 | Recommended | IAD-183 |  | https://s3.amazonaws.com/montgomerycountytfcg/Applications/200809-02.pdf
200808-07 | Cricket | Existing lattice tower | Colocation | Suburban Propane | 143 | 35 | Derwood Cir | Rockville | IM-2.5 H-50 | Suburban Propane |  | Private | 39.1032 | -77.1542 | Tower | 215 | 0 |  | 2008-07-11 | 2008-08-06 | Recommended | IAD-179 |  | https://s3.amazonaws.com/montgomerycountytfcg/Applications/200808-07.pdf
200808-08 | Cricket | Existing monopole | Colocation | Wesley Grove Church | 248.01 | 23612 | Woodfield Rd | Gaithersburg | RE-2 | Wesley Grove Church | Church | Private | 39.2439 | -77.1864 | Monopole | 100 | 0 |  | 2008-07-11 | 2008-10-01 | Recommended | IAD-229 |  | https://s3.amazonaws.com/montgomerycountytfcg/Applications/200808-08.pdf
200808-09 | T-Mobile | Existing building | Colocation | Shady Grove Medical Center | 401 | 9850 | Key West Ave | Darnestown | CR-1.0 C-0.5 R-1.0 H-150 | HSRE-Cap Med Shady Grove Med Village LLC |  | Private | 39.1004 | -77.2104 | Building | 52 | 0 |  | 2008-07-11 | 2008-08-06 | Recommended | 7WAN118D |  | https://s3.amazonaws.com/montgomerycountytfcg/Applications/200808-09.pdf
200808-06 | Sprint/Nextel | Existing building | Colocation | Parkside Plaza | 255 | 9039 | Sligo Creek Pkwy | Silver Spring | R-10 | Parkside Plaza Condo |  | Private | 39.0042 | -77.0136 | Building | 150 | 0 |  | 2008-07-09 | 2009-03-02 | Withdrawn | WA33XC943
200808-05 | T-Mobile | New 100' monopole | New | Good Hope Gardens | 282 | 14911 | Good Hope Rd | Silver Spring | RE-2C | Thao Thanh Bui |  | Private | 39.0997 | -76.9819 | Monopole | 153 | 0 |  | 2008-07-08 | 2008-09-03 | Not recommended | WAN233 |  | https://s3.amazonaws.com/montgomerycountytfcg/Applications/200808-05.pdf
200809-01 | Cricket | Existing Tower | Colocation | Ferguson Farm | 63 | 14825 | Comus Rd | Boyds | AR | John W. Ferguson |  | Private | 39.2448 | -77.3004 | Tower | 193 | 0 |  | 2008-07-07 | 2008-09-03 | Recommended | IAD-224 |  | https://s3.amazonaws.com/montgomerycountytfcg/Applications/200809-01.pdf
200808-04 | AT&T Wireless | Existing building | Colocation | Postal Training Facility | 233 | 10130 | Democracy Blvd | Potomac | RE-2 | United States Postal Service | Federal | Public | 39.0205 | -77.1864 | Building | 70 | 0 |  | 2008-06-30 | 2008-08-06 | Recommended | Irongate |  | https://s3.amazonaws.com/montgomerycountytfcg/Applications/200808-04.pdf
200808-01 | Cricket | Existing monopole | Colocation | Airpark Industrial Center | 83 | 7707 | Airpark Rd | Gaithersburg | IL-1.0 H-50 | Crown Atlantic Co LLC |  | Private | 39.1715 | -77.1578 | Monopole | 120 | 0 |  | 2008-06-24 | 2008-10-01 | Recommended | IAD-044 |  | https://s3.amazonaws.com/montgomerycountytfcg/Applications/200808-01.pdf
200808-02 | Cricket | Existing lattice tower | Colocation | Pinnacle Towers | 21 | 5202 | River Rd | Bethesda | IM-2.5 H-50 | Pinnacle Towers Inc |  | Private | 38.9639 | -77.1047 | Tower | 744.5 | 0 |  | 2008-06-24 | 2008-10-01 | Recommended | IAD-095 |  | https://s3.amazonaws.com/montgomerycountytfcg/Applications/200808-02.pdf
200808-03 | Cricket | Existing monopole | Colocation | McDonnell property | 93.01 | 20315 | Georgia Ave | Brookeville | RC | Timothy McDonnell |  | Private | 39.1899 | -77.0607 | Monopole | 188 | 0 |  | 2008-06-24 | 2008-08-06 | Recommended | IAD-353 |  | https://s3.amazonaws.com/montgomerycountytfcg/Applications/200808-03.pdf
200806-21 | Cricket | Existing monopole | Colocation | Mullinix Farm | 238 | 11416 | Hawkes Rd | Clarksburg | RC | Michael Longshore & Linda Better |  | Private | 39.2464 | -77.2363 | Monopole | 162 | 0 |  | 2008-06-18 | 2008-07-09 | Recommended | IAD-227 |  | https://s3.amazonaws.com/montgomerycountytfcg/Applications/200806-21.pdf
200806-19 | Sprint/Nextel | Antenna Change Out | Minor Modification | Pepco 736473-0926 | 227 | 836 | Quince Orchard Rd | Gaithersburg | R-90 | Pepco | Pepco | Private | 39.1328 | -77.2249 | Utility Pole | 65 | -1 |  | 2008-06-16 | 2008-08-06 | Recommended | DC01YC856 |  | https://s3.amazonaws.com/montgomerycountytfcg/Applications/200806-19.pdf
200806-20 | Sprint/Nextel | Antenna Change Out | Minor Modification | Pepco-Cabin John | 160.01 |  | MacArthur Blvd & I-495 | Cabin John | R-200 | Pepco | Pepco | Private | 38.976 | -77.179 | Tower | 80 | 0 |  | 2008-06-16 | 2008-08-06 | Recommended | DC01YC180 |  | https://s3.amazonaws.com/montgomerycountytfcg/Applications/200806-20.pdf
200806-15 | Verizon Wireless | Existing monopole | Colocation | Magruder High School | 285 | 5939 | Muncaster Mill Rd | Rockville | RE-1 | MCPS | School | Public | 39.1325 | -77.1176 | Monopole | 120 | 0 |  | 2008-06-11 | 2008-07-09 | Recommended | Bowie Mill |  | https://s3.amazonaws.com/montgomerycountytfcg/Applications/200806-15.pdf
200806-16 | Cricket | Existing lattice tower | Colocation | Izaak Walton League | 6 | 18301 | Waring Station Rd | Germantown | R-200 | Izaak Walton League |  | Private | 39.1551 | -77.2535 | Tower | 224 | 0 |  | 2008-06-11 | 2008-08-06 | Recommended | IAD-006 |  | https://s3.amazonaws.com/montgomerycountytfcg/Applications/200806-16.pdf
200806-17 | Cricket | Existing monopole | Colocation | Blake High School | 306 | 300 | Norwood Rd | Silver Spring | RE-2C | Board of Education | School | Public | 39.1121 | -77.0191 | Monopole | 120 | 0 |  | 2008-06-11 | 2008-07-09 | Recommended | IAD-009 |  | https://s3.amazonaws.com/montgomerycountytfcg/Applications/200806-17.pdf
200806-18 | Cricket | Existing monopole | Colocation | Gate of Heaven | 116 | 13801 | Georgia Ave | Silver Spring | RE-2 | ROMAN CATHOLIC ARCHDIOCESE OF WASHINGTON |  | Private | 39.0877 | -77.0706 | Monopole | 190.5 | 0 |  | 2008-06-11 | 2008-08-06 | Recommended | IAD-013 |  | https://s3.amazonaws.com/montgomerycountytfcg/Applications/200806-18.pdf
200806-14 | MediaFLO USA | Existing monopole | Colocation | Milestone | 148 | 1 | Milestone Center Ct | Germantown | CR-2.0 C-1.75 R-0.5 H-125 T | WMMH Building LLC |  | Public | 39.2004 | -77.2591 | Monopole | 150 | 0 |  | 2008-06-10 | 2008-07-09 | Recommended | WAS-006 |  | https://s3.amazonaws.com/montgomerycountytfcg/Applications/200806-14.pdf
200806-13 | Cricket | Existing monopole | Colocation | Clement Property | 189 | 25201 | Peach Tree Rd | Clarksburg | AR | BRINKLOW-BLOCKTOWN LLC |  | Private | 39.2672 | -77.3193 | Monopole | 190 | 0 |  | 2008-06-09 | 2008-07-09 | Recommended | IAD-223 |  | https://s3.amazonaws.com/montgomerycountytfcg/Applications/200806-13.pdf
200806-08 | AT&T Wireless | Extension to existing monopole | New | Hungerford Property | 244 | 14615 | Clopper Rd | Boyds | IM-0.25 H-50 | Walter Hungerford & Sons |  | Private | 39.1824 | -77.3029 | Monopole | 150 | 0 |  | 2008-05-30 | 2008-08-08 | Recommended | Boyds |  | https://s3.amazonaws.com/montgomerycountytfcg/Applications/200806-08.pdf
200806-07 | Sprint/Nextel | Antenna Change Out | Minor Modification | Pepco 663-S | 234 | 10999 | Seven Hill Ln | Rockville | R-90 | Pepco | Pepco | Private | 39.0356 | -77.1578 | Tower | 98 | 0 |  | 2008-05-21 | 2008-07-09 | Recommended | DC01YC346 |  | https://s3.amazonaws.com/montgomerycountytfcg/Applications/200806-07.pdf
200806-09 | Sprint/Nextel | Antenna Change Out | Minor Modification | Pepco 652-S | 74 | 12200 | Falls Rd | Rockville | R-200 | Pepco | Pepco | Private | 39.0548 | -77.1813 | Tower | 148 | 0 |  | 2008-05-21 | 2008-07-09 | Recommended | DC01YC347 |  | https://s3.amazonaws.com/montgomerycountytfcg/Applications/200806-09.pdf
200806-10 | Sprint/Nextel | Antenna Change Out | Minor Modification | Bethesda Country Club | 51.01 | 7601 | Bradley Blvd | Bethesda | R-200 | Bethesda Country Club |  | Private | 39.0153 | -77.1501 | Monopole | 150 | 0 |  | 2008-05-21 | 2008-07-09 | Recommended | DC01YC179 |  | https://s3.amazonaws.com/montgomerycountytfcg/Applications/200806-10.pdf
200806-11 | Sprint/Nextel | Antenna Change Out | Minor Modification | Hughes Methodist Church | 228 | 10700 | Georgia Ave | Silver Spring | R-60 | Hughes United Methodist Church | Church | Private | 39.0303 | -77.0481 | Building | 30 | 0 |  | 2008-05-21 | 2008-08-06 | Recommended | DC01YC505 |  | https://s3.amazonaws.com/montgomerycountytfcg/Applications/200806-11.pdf
200806-12 | Sprint/Nextel | Antenna Change Out | Minor Modification | Tilden Middle School | 236 | 11211 | Old Georgetown Rd | Rockville | R-90 | Board of Education | School | Public | 39.0384 | -77.1211 | Monopole | 75 | 0 |  | 2008-05-21 | 2009-03-02 | Withdrawn | DC01YC511
200806-04 | Sprint/Nextel | Antenna Change Out | Minor Modification | Londonderry Apts | 17 | 17060 | King James Way | Gaithersburg | R-20 | Londonderry Afforadable LLC |  | Private | 39.1361 | -77.2069 | Building | 81 | 0 |  | 2008-05-20 | 2008-07-09 | Recommended | DC01YC572 |  | https://s3.amazonaws.com/montgomerycountytfcg/Applications/200806-04.pdf
200806-05 | Sprint/Nextel | Antenna Change Out | Minor Modification | Grosvenor House Apts | 14 | 10101 | Grosvenor Pl | Rockville | R-10 | Grosvenor Park |  | Private | 39.0233 | -77.1044 | Building | 174 | 0 |  | 2008-05-20 | 2008-07-09 | Recommended | DC01YC301 |  | https://s3.amazonaws.com/montgomerycountytfcg/Applications/200806-05.pdf
200806-06 | Sprint/Nextel | Antenna Change Out | Minor Modification | Pepco 100-S | 225 | 20000 blk | Goshen Rd & Rothbury Dr | Gaithersburg | R-200 | Pepco | Pepco | Private | 39.1841 | -77.1881 | Tower | 134 | 0 |  | 2008-05-20 | 2008-07-09 | Recommended | DC01YC829 |  | https://s3.amazonaws.com/montgomerycountytfcg/Applications/200806-06.pdf
200806-03 | Sprint/Nextel | Antenna Change Out | Minor Modification | Chateau Apartments | 53.01 | 9727 | Mt. Pisgah Rd | Silver Spring | R-H | Hillzo LP |  | Private | 39.0168 | -76.9745 | Building | 159 | 0 |  | 2008-05-19 | 2008-07-09 | Recommended | DC01YC499 |  | https://s3.amazonaws.com/montgomerycountytfcg/Applications/200806-03.pdf
200907-02 | Clearwire | WiMAX Changeout | Minor Modification | Woodmont Condo | 180 | 8120 | Woodmont Ave | Bethesda | CR-3.0 | Bethesda Associates LLC |  | Private | 38.9915 | -77.097 | Building | 90 | 0 |  | 2008-05-19 | 2009-07-01 | Recommended | DC-WSH5181 |  | https://s3.amazonaws.com/montgomerycountytfcg/Applications/200907-02.pdf
200806-22 | AT&T Wireless | New 165' monopole | New | Bretton Woods | 327 | 15700 | River Rd | Germantown | RC | International Monetary Fund |  | Public | 39.0762 | -77.3281 | Monopole | 131 | 0 |  | 2008-05-18 | 2008-08-06 | Recommended | Brentwood |  | https://s3.amazonaws.com/montgomerycountytfcg/Applications/200806-22.pdf
200806-01 | Cricket | Existing monopole | Colocation | Laytonsville | 321 | 4301 | Brookeville Rd | Brookeville | AR | Jane C Maller, Trustee |  | Private | 39.184 | -77.0815 | Monopole | 182 | 0 |  | 2008-05-16 | 2008-07-09 | Recommended | IAD-004 |  | https://s3.amazonaws.com/montgomerycountytfcg/Applications/200806-01.pdf
200806-02 | Cricket | Existing monopole | Colocation | Hungerford Property | 244 | 14615 | Clopper Rd | Boyds | IM-0.25 H-50 | Walter Hungerford & Sons |  | Private | 39.1824 | -77.3029 | Monopole | 150 | 0 |  | 2008-05-16 | 2008-07-09 | Recommended | IAD-005 |  | https://s3.amazonaws.com/montgomerycountytfcg/Applications/200806-02.pdf
200805-06 | Cricket | Existing tower | Colocation | Haights Branch Tower | 112 | 5229 | Damascus Rd | Gaithersburg | AR | LECHLIDER DOUGLAS E & ROBIN L |  | Private | 39.2431 | -77.101 | Tower | 225 | 0 |  | 2008-05-12 | 2008-07-09 | Recommended | IAD-239 |  | https://s3.amazonaws.com/montgomerycountytfcg/Applications/200805-06.pdf
200805-04 | Cricket | Existing monopole | Colocation | Barnhart Property | 220 | 24000 | Laytonsville Rd | Gaithersburg | AR | Ruppert Family 2012 Trust |  | Private | 39.2495 | -77.1449 | Monopole | 125 | 0 |  | 2008-05-07 | 2008-07-09 | Recommended | IAD-230 |  | https://s3.amazonaws.com/montgomerycountytfcg/Applications/200805-04.pdf
200805-05 | Cricket | Existing monopole | Colocation | Quail Hill Farms | 90 | 301 | Quailhill Drive | Brookeville | R | Andrew Austin |  | Private | 39.1628 | -77.0056 | Monopole | 170 | 0 |  | 2008-05-07 | 2008-07-09 | Recommended | IAD-234 |  | https://s3.amazonaws.com/montgomerycountytfcg/Applications/200805-05.pdf
200805-03 | Sprint/Nextel | Existing monopole | Colocation | Nextel Switching Station | 103 | 11900 | Bournefield Way | Silver Spring | CR-0.75 | West Farm Assoc | County | Public | 39.0526 | -76.96 | Utility Pole | 80 | -1 |  | 2008-05-05 | 2008-06-04 | Recommended | MD0614 |  | https://s3.amazonaws.com/montgomerycountytfcg/Applications/200805-03.pdf
200805-02 | Cricket | Existing monopole | Colocation | Knights of Columbus 2 | 13.02 | 17001 | Overhill Rd | Derwood | RE-1 | Montg Cncl K C Bldg Corp |  | Private | 39.1346 | -77.1414 | Monopole | 150 | 0 |  | 2008-05-01 | 2008-07-09 | Recommended | IAD-002 |  | https://s3.amazonaws.com/montgomerycountytfcg/Applications/200805-02.pdf
200805-01 | FiberTower | Existing monopole | Colocation | MDOT-Rockville | 73 |  | I-270 & Montrose Rd | Rockville | R-90 | MDOT / State Hwy Admin. | State | Public | 39.0579 | -77.1537 | Monopole | 140 | -1 |  | 2008-04-21 | 2008-07-09 | Recommended | FTX1075755 |  | https://s3.amazonaws.com/montgomerycountytfcg/Applications/200805-01.pdf
200804-18 | T-Mobile | Existing church steeple | Colocation | Covenant of Life Church | 369 | 7503 | Muncaster Mill Rd | Gaithersburg | RE-1 | Covenant of Life Church | Church | Private | 39.1536 | -77.1511 | Building | 41 | 0 |  | 2008-04-16 | 2008-06-04 | Recommended | WAN431 |  | https://s3.amazonaws.com/montgomerycountytfcg/Applications/200804-18.pdf
200804-19 | T-Mobile | Existing building | Colocation | Flower Hill SC | 363 | 18200 | Flower Hill Way | Gaithersburg | PNZ | PCO, LP |  | Private | 39.1549 | -77.1654 | Building | 41 | 0 |  | 2008-04-16 | 2008-06-04 | Recommended | WAN231 |  | https://s3.amazonaws.com/montgomerycountytfcg/Applications/200804-19.pdf
200804-20 | T-Mobile | Existing building | Colocation | White Oak Towers Apts | 32 | 11700 | Old Columbia Pike | Silver Spring | R-10 | Old Columbia Pike Ltd. |  | Private | 39.0494 | -76.9805 | Building | 189 | 0 |  | 2008-04-16 | 2008-05-07 | Recommended | 7WAN354A |  | https://s3.amazonaws.com/montgomerycountytfcg/Applications/200804-20.pdf
200804-10 | Verizon Wireless | Antenna Change Out | Minor Modification | Potomac Water Filt. Plant | 91 | 12200 | River Rd | Rockville | RE-2 | WSSC | WSSC | Public | 39.0405 | -77.2537 | Building | 81.3 | 0 |  | 2008-04-15 | 2009-10-07 | Recommended | Watts Branch |  | https://s3.amazonaws.com/montgomerycountytfcg/Applications/200804-10.pdf
200804-11 | Verizon Wireless | Antenna Change Out | Minor Modification | Pepco 660-S | 272 | 11200 | Deborah Dr | Bethesda | R-90 | Pepco | Pepco | Private | 39.04 | -77.1646 | Tower | 146 | 0 |  | 2008-04-15 | 2008-05-07 | Recommended | Tuckerman |  | https://s3.amazonaws.com/montgomerycountytfcg/Applications/200804-11.pdf
200804-12 | Verizon Wireless | Antenna Change Out | Minor Modification | Kruhm Farm Tower | 118 | 16001 | Kruhm Rd | Burtonsville | RC | Fred Kruhm |  | Private | 39.1217 | -76.9453 | Tower | 190 | 0 |  | 2008-04-15 | 2008-06-04 | Recommended | Spencerville |  | https://s3.amazonaws.com/montgomerycountytfcg/Applications/200804-12.pdf
200804-13 | Verizon Wireless | Antenna Change Out | Minor Modification | Baptist Home | 147 | 6301 | Greentree Rd | Bethesda | R-60 | Baptist Home for Children |  | Private | 39.0026 | -77.1273 | Monopole | 120 | 0 |  | 2008-04-15 | 2008-05-07 | Recommended | Bradley Woods |  | https://s3.amazonaws.com/montgomerycountytfcg/Applications/200804-13.pdf
200804-14 | Verizon Wireless | Antenna Change Out | Minor Modification | MDOT-Kensington | 77 | 9200 | Kensington Pkwy | Kensington | R-90 | MDOT / State Hwy Admin. |  | Private | 39.0077 | -77.075 | Monopole | 160 | -1 |  | 2008-04-15 | 2008-05-07 | Recommended | Chevy Chase View |  | https://s3.amazonaws.com/montgomerycountytfcg/Applications/200804-14.pdf
200804-15 | Verizon Wireless | Antenna Change Out | Minor Modification | Tri-State Stone Quarry | 20 | 8200 | Seven Locks Rd | Bethesda | R-200 | Ben Porto & Son LTD |  | Private | 38.9887 | -77.1614 | Monopole | 154 | 0 |  | 2008-04-15 | 2008-05-07 | Recommended | Burning Tree |  | https://s3.amazonaws.com/montgomerycountytfcg/Applications/200804-15.pdf
200804-16 | Verizon Wireless | Antenna Change Out | Minor Modification | Sudbury House Condo | 38 | 2100 | Washington Avenue | Silver Spring | R-10 | Sudbury House Condominiums |  | Private | 38.9942 | -77.0454 | Building | 95 | 0 |  | 2008-04-15 | 2008-05-07 | Recommended | East West Highway |  | https://s3.amazonaws.com/montgomerycountytfcg/Applications/200804-16.pdf
200804-17 | Verizon Wireless | Antenna Change Out | Minor Modification | Troop 52 Forest Preserve | 113 | 16100 | Darnestown Rd | Dawsonville | AR | Seneca Creek Forest Preserve Inc |  | Private | 39.1343 | -77.335 | Tower | 180 | 0 |  | 2008-04-15 | 2008-05-07 | Recommended | Dawsonville |  | https://s3.amazonaws.com/montgomerycountytfcg/Applications/200804-17.pdf
200805-07 | AT&T Wireless | Existing transmission line tower | Colocation | Pepco 659-S | 347 | 0 | Tuckerman Ln | Potomac | R-90 | Pepco | Pepco | Private | 39.0424 | -77.1663 | Tower | 148 | 0 |  | 2008-04-14 | 2008-06-04 | Recommended | Seven Locks |  | https://s3.amazonaws.com/montgomerycountytfcg/Applications/200805-07.pdf
200805-08 | AT&T Wireless | Existing building | Colocation | Miller Company Bldg | 309 | 4701 | Sangamore Rd | Bethesda | NR-0.75 H-45 | WC & AN Miller Development Co |  | Private | 38.9498 | -77.1194 | Building | 51.5 | 0 |  | 2008-04-14 | 2008-06-04 | Recommended | Pioneer |  | https://s3.amazonaws.com/montgomerycountytfcg/Applications/200805-08.pdf
200804-08 | Verizon Wireless | Existing monopole | Colocation | Northwood High School | 192 | 919 | University Blvd | Silver Spring | R-60 | Board of Education | School | Public | 39.0366 | -77.0223 | Monopole | 110 | 0 |  | 2008-04-02 | 2008-05-07 | Recommended | Caddington |  | https://s3.amazonaws.com/montgomerycountytfcg/Applications/200804-08.pdf
200804-09 | Verizon Wireless | Existing building | Colocation | Renaissance Plaza Apts | 16 | 14000 | Castle Blvd | Silver Spring | R-20 | Renaissance Plaza Condo |  | Private | 39.0858 | -76.9419 | Building | 100 | 0 |  | 2008-04-02 | 2008-05-07 | Recommended | Castleleigh |  | https://s3.amazonaws.com/montgomerycountytfcg/Applications/200804-09.pdf
200804-07 | Sprint/Nextel | Antenna Change Out | Minor Modification | Oakmont Monopole | 3 | 16801 | Oakmont Ave | Gaithersburg | IM-2.5 H-50 | 16801 Oakmont Avenue LLC |  | Private | 39.1315 | -77.174 | Monopole | 191 | 0 |  | 2008-03-21 | 2008-05-07 | Recommended | DC03XC129 |  | https://s3.amazonaws.com/montgomerycountytfcg/Applications/200804-07.pdf
200804-06 | Sprint/Nextel | Antenna Change Out | Minor Modification | Berkshire Towers | 42.01 | 11235 | Oak Leaf Dr | Silver Spring | R-10 | Enclave Holdings LLC Nonconnah Holdings LLC |  | Private | 39.0413 | -76.9934 | Building | 165 | 0 |  | 2008-03-20 | 2009-03-02 | Withdrawn | MD0413
200804-01 | Sprint/Nextel | Antenna Change Out | Minor Modification | Good Shepherd Church | 266 | 9701 | New Hampshire Ave | Silver Spring | R-90 | Good Shepherd Methodist Ch. | Church | Private | 39.0142 | -76.9775 | Building | 29 | 0 |  | 2008-03-13 | 2008-05-07 | Recommended | MD0996 |  | https://s3.amazonaws.com/montgomerycountytfcg/Applications/200804-01.pdf
200804-02 | Sprint/Nextel | Antenna Change Out | Minor Modification | Pleasant Excavating | 67 | 24012 | Frederick Rd | Clarksburg | IM-2.5 | Pleasant Excavating Inc. |  | Private | 39.2672 | -77.3192 | Monopole | 190 | 0 |  | 2008-03-13 | 2008-05-07 | Recommended | MD0472 |  | https://s3.amazonaws.com/montgomerycountytfcg/Applications/200804-02.pdf
200804-03 | Sprint/Nextel | Antenna Change Out | Minor Modification | Woodmont Condo | 180 | 8120 | Woodmont Ave | Bethesda | CR-3.0 | Bethesda Associates LLC |  | Private | 38.9915 | -77.097 | Building | 90 | 0 |  | 2008-03-13 | 2008-05-07 | Recommended | MD0799 |  | https://s3.amazonaws.com/montgomerycountytfcg/Applications/200804-03.pdf
200804-04 | Sprint/Nextel | Antenna Change Out | Minor Modification | Cedar Heights Water Tank | 174 | 24213 | Ridge Rd | Damascus | RE-2C | WSSC | WSSC | Public | 39.2533 | -77.2278 | Water Tank | 38 | 0 |  | 2008-03-13 | 2008-05-07 | Recommended | MD0699 |  | https://s3.amazonaws.com/montgomerycountytfcg/Applications/200804-04.pdf
200804-05 | Sirius Satellite Radio | Existing Building | Colocation | Washingtonian | 181 | 9701 | Fields Rd | Gaithersburg | R-10 | Washingtonian Tower Condominium Inc. |  | Private | 39.1149 | -77.1994 | Building | 235 | 0 |  | 2008-03-13 | 2008-05-07 | Recommended | Washingtonian |  | https://s3.amazonaws.com/montgomerycountytfcg/Applications/200804-05.pdf
200803-16 | WAVA-FM | Existing lattice tower | Colocation | Kenwood Country Club | 30 | 5601 | River Rd | Bethesda | R-90 | Kenwood Country Club |  | Private | 38.9766 | -77.1142 | Tower | 230 | 0 |  | 2008-03-12 | 2008-06-04 | Recommended | Kenwood Country Club |  | https://s3.amazonaws.com/montgomerycountytfcg/Applications/200803-16.pdf
200803-09 | Verizon Wireless | Antenna Change Out | Minor Modification | Bullis Prep School | 22 | 10601 | Falls Rd | Potomac | RE-2 | The Bullis School Inc. | School | Private | 39.0296 | -77.1945 | Monopole | 130 | 0 |  | 2008-03-07 | 2008-04-02 | Recommended | Potomac |  | https://s3.amazonaws.com/montgomerycountytfcg/Applications/200803-09.pdf
200803-10 | Verizon Wireless | Antenna Change Out | Minor Modification | Aspen Monopole | 104 | 15710 | New Hampshire Ave | Silver Spring | RE-2 | Michael A. Grodin |  | Private | 39.1161 | -76.9962 | Monopole | 172 | 0 |  | 2008-03-07 | 2008-04-02 | Recommended | Browns Corner |  | https://s3.amazonaws.com/montgomerycountytfcg/Applications/200803-10.pdf
200803-11 | Verizon Wireless | Antenna Change Out | Minor Modification | Gymkhana Club | 56 | 14100 | River Rd | Rockville | RE-2 | River Road Development Inc |  | Private | 39.063 | -77.2925 | Monopole | 143.6 | 0 |  | 2008-03-07 | 2008-04-02 | Recommended | Bretton Woods |  | https://s3.amazonaws.com/montgomerycountytfcg/Applications/200803-11.pdf
200803-12 | Verizon Wireless | Antenna Change Out | Minor Modification | Hungerford Property | 244 | 14615 | Clopper Rd | Boyds | IM-0.25 H-50 | Walter Hungerford & Sons |  | Private | 39.1824 | -77.3029 | Monopole | 150 | 0 |  | 2008-03-07 | 2008-04-02 | Recommended | Boyds |  | https://s3.amazonaws.com/montgomerycountytfcg/Applications/200803-12.pdf
200803-13 | Verizon Wireless | Antenna Change Out | Minor Modification | McDonnell property | 93.01 | 20315 | Georgia Ave | Brookeville | RC | Timothy McDonnell |  | Private | 39.1899 | -77.0607 | Monopole | 188 | 0 |  | 2008-03-07 | 2008-04-02 | Recommended | Brookeville |  | https://s3.amazonaws.com/montgomerycountytfcg/Applications/200803-13.pdf
200803-14 | Verizon Wireless | Antenna Change Out | Minor Modification | Falls Rd Tank | 133 | 8505 | Aqueduct Rd | Potomac | R-90 | WSSC | WSSC | Public | 39.0598 | -77.1744 | Water Tank | 139 | 0 |  | 2008-03-07 | 2008-12-10 | Recommended | Falls Road |  | https://s3.amazonaws.com/montgomerycountytfcg/Applications/200803-14.pdf
200803-15 | Verizon Wireless | Antenna Change Out | Minor Modification | Seneca Ayr Farm | 68 | 13100 | Old Baltimore Rd West | Boyds | IL-1.0 H-50 | Linthicum Properties Management LLC | Crown Castle | Private | 39.2124 | -77.2755 | Monopole | 140 | 0 |  | 2008-03-07 | 2008-04-02 | Recommended | Milestone |  | https://s3.amazonaws.com/montgomerycountytfcg/Applications/200803-15.pdf
200803-05 | Sprint/Nextel | Antenna Change Out | Minor Modification | Verizon Building | 36 | 13100 | Columbia Pike | Silver Spring | EOF-0.75 H-100 T | Chesapeake and Potomac Tele Co MD |  | Private | 39.0713 | -76.9589 | Building | 68 | 0 |  | 2008-03-03 | 2008-07-09 | Recommended | MD3790 |  | https://s3.amazonaws.com/montgomerycountytfcg/Applications/200803-05.pdf
200803-06 | Sprint/Nextel | Antenna Change Out | Minor Modification | Democracy Center | 23 | 6903 | Rockledge Dr | Bethesda | CR-1.5 C-1.25 R-0.75 H-200 | G&I X Democracy Center LLC |  | Private | 39.0276 | -77.1405 | Building | 185 | 0 |  | 2008-03-03 | 2008-07-09 | Recommended | DC01YC202 |  | https://s3.amazonaws.com/montgomerycountytfcg/Applications/200803-06.pdf
200803-07 | Sprint/Nextel | Antenna Change Out | Minor Modification | WWDC Radio Tower | 40 | 8800 | Brookeville Rd | Silver Spring | IM-2.5 H-50 | Chancellor Media Corp. |  | Private | 38.9999 | -77.057 | Tower | 695 | 0 |  | 2008-03-03 | 2009-03-02 | Withdrawn | DC03XC435
200803-08 | Sprint/Nextel | Antenna Change Out | Minor Modification | Montg College Germantown | 153 | 20200 | Observation Dr | Germantown | LSC-2.0 | Board of Comm College Trustees for Montgomery Coun | WSSC | Public | 39.1846 | -77.2499 | Tower | 300 | 0 |  | 2008-03-03 | 2008-07-09 | Recommended | DC01YC854 |  | https://s3.amazonaws.com/montgomerycountytfcg/Applications/200803-08.pdf
200803-04 | T-Mobile | Existing transmission line tower | Colocation | Pepco 651-N | 352 | 8910 | Falls Farm Dr | Potomac | R-200 | Pepco | Pepco |  | 39.0557 | -77.1844 | Transmission Tower | 117.5 | 0 |  | 2008-02-29 | 2008-04-02 | Recommended | WAN427 |  | https://s3.amazonaws.com/montgomerycountytfcg/Applications/200803-04.pdf
200803-03 | Verizon Wireless | Existing building | Colocation | NOAA | 283 | 6100 | Executive Blvd | Rockville | CR-1.5 C-1.5 R-1.0 H-100 | 6100 Executive, LLC |  | Private | 39.0478 | -77.1239 | Building | 100 | 0 |  | 2008-02-20 | 2008-04-02 | Recommended | Sedgwick |  | https://s3.amazonaws.com/montgomerycountytfcg/Applications/200803-03.pdf
200803-02 | FiberTower | Existing monopole | Colocation | Wheaton Park Maint. Yard | 65 | 12012 | Alpert Ln | Silver Spring | R-90 | M-NCPPC | AT&T | Public | 39.0532 | -77.0286 | Monopole | 180 | 0 |  | 2008-02-19 | 2008-08-08 | Withdrawn | FTX1055389
200803-01 | T-Mobile | Antenna Change Out | Minor Modification | Knights of Columbus | 13.01 | 17001 | Overhill Rd | Derwood | RE-1 | MONTG CNCL K C BLDG CORP |  | Private | 39.1347 | -77.1418 | Monopole | 173 | 0 |  | 2008-02-18 | 2008-04-02 | Recommended | WAN230 |  | https://s3.amazonaws.com/montgomerycountytfcg/Applications/200803-01.pdf
200802-05 | Sprint/Nextel | Antenna Change Out | Minor Modification | Summit Hills Apartments | 58 | 8484 | 16th St | Silver Spring | CR-2.5 C-0.25 R-2.5 H-145 | Summit Hills LLC |  | Private | 38.9951 | -77.037 | Building | 98.8 | 0 |  | 2008-02-13 | 2008-03-05 | Recommended | DC03XC428 |  | https://s3.amazonaws.com/montgomerycountytfcg/Applications/200802-05.pdf
200802-06 | Sprint/Nextel | Antenna Change Out | Minor Modification | Memorial United Methodist | 322 | 9226 | Colesville Rd | Silver Spring | R-60 | Memorial First India United Methodist Church | Church | Private | 39.0074 | -77.0218 | Building | 87 | 0 |  | 2008-02-13 | 2008-12-31 | Withdrawn | MD2958 Kingsbury
200802-02 | Sprint/Nextel | Antenna Change Out | Minor Modification | Democracy Center | 23 | 6903 | Rockledge Dr | Bethesda | CR-1.5 C-1.25 R-0.75 H-200 | G&I X Democracy Center LLC |  | Private | 39.0276 | -77.1405 | Building | 185 | 0 |  | 2008-02-05 | 2008-03-05 | Recommended | DC03XC520 |  | https://s3.amazonaws.com/montgomerycountytfcg/Applications/200802-02.pdf
200802-03 | Sprint/Nextel | Antenna Change Out | Minor Modification | Chevy Chase Building | 18 | 5530 | Wisconsin Ave | Chevy Chase | CR-3.0 C-2.0 R-2.75 H-90 T | Friendship Propertie |  | Private | 38.9648 | -77.0883 | Building | 160 | 0 |  | 2008-02-05 | 2008-03-05 | Recommended |  |  | https://s3.amazonaws.com/montgomerycountytfcg/Applications/200802-03.pdf
200802-04 | Sprint/Nextel | Antenna Change Out | Minor Modification | Westwood Towers Apts | 33 | 5401 | Westbard Ave | Bethesda | CRT-3.0 | Housing Opportunities Comm Montgomery County |  | Private | 38.9643 | -77.1062 | Building | 150 | 0 |  | 2008-02-05 | 2008-03-05 | Recommended | DC03XC297 |  | https://s3.amazonaws.com/montgomerycountytfcg/Applications/200802-04.pdf
200802-01 | Sprint/Nextel | Antenna Change Out | Minor Modification | Argyle Country Club | 111 | 14600 | Argyle Club Rd | Silver Spring | RE-2 | Argyle Land Company |  | Private | 39.0961 | -77.0526 | Monopole | 125 | 0 |  | 2008-01-24 | 2008-03-05 | Recommended | MD0772 Layhill |  | https://s3.amazonaws.com/montgomerycountytfcg/Applications/200802-01.pdf
200801-03 | Verizon Wireless | Existing building | Colocation | Village Square Apts | 43.02 | 12011 | Veirs Mill Rd | Silver Spring | R-30 | Grossberg Louis C ET AL |  | Private | 39.053 | -77.0756 | Building | 42 | 0 |  | 2008-01-16 | 2008-02-06 | Recommended | Gail |  | https://s3.amazonaws.com/montgomerycountytfcg/Applications/200801-03.pdf
200801-04 | Verizon Wireless | Existing monopole | Colocation | Wheaton High School | 299 | 12501 | Dalewood Rd | Silver Spring | R-60 | MCPS | School | Public | 39.0595 | -77.0665 | Monopole | 100 | 0 |  | 2008-01-16 | 2008-02-06 | Recommended | Elby |  | https://s3.amazonaws.com/montgomerycountytfcg/Applications/200801-04.pdf
200801-02 | Sprint/Nextel | Antenna Change Out | Minor Modification | Gate of Heaven | 116 | 13801 | Georgia Ave | Silver Spring | RE-2 | ROMAN CATHOLIC ARCHDIOCESE OF WASHINGTON |  | Private | 39.0877 | -77.0706 | Monopole | 190.5 | 0 |  | 2008-01-14 | 2008-05-21 | Withdrawn | MD0772 Lay Hill
200801-01 | Sprint/Nextel | Existing building | Colocation | Writ Building | 39 | 10400 | Connecticut Ave | Kensington | CRT-2.5 | Knowles Associates |  | Private | 39.0271 | -77.077 | Building | 68 | 0 |  | 2007-12-18 | 2008-03-05 | Recommended | MD0888 |  | https://s3.amazonaws.com/montgomerycountytfcg/Applications/200801-01.pdf
200712-04 | FiberTower | Existing building | Colocation | East West Towers | 323 | 4350 | East-West Hwy | Bethesda | CR-6.25 | East West Towers LLC |  | Private | 38.985 | -77.0894 | Building | 125 | 0 |  | 2007-12-13 | 2007-12-19 | Withdrawn | FTX1303615
200712-03 | Verizon Wireless | Existing building | Colocation | Bank of America Building | 59 | 10000 | Falls Rd | Potomac | NR-0.75 H-35 | Ten Thousand Falls Rd LLC |  | Private | 39.0191 | -77.209 | Building | 33 | 0 |  | 2007-12-12 | 2008-01-16 | Recommended | Potomac Center |  | https://s3.amazonaws.com/montgomerycountytfcg/Applications/200712-03.pdf
200712-02 | Verizon Wireless | Existing water tank | Colocation | Glenmont Tank | 12 | 12413 | Georgia Ave | Silver Spring | CR-2.0 C-0.5 R-1.75 H-120 | WSSC | WSSC | Public | 39.0616 | -77.0516 | Water Tank | 183 | 0 |  | 2007-12-11 | 2008-05-16 | Withdrawn
200712-01 | Comtech EF Data | Existing building | Colocation | Trevion Commercial Park | 290 | 12800 | Middlebrook Rd | Germantown | CR-1.25 | Gunners Lake Thirteen LP |  | Private | 39.1767 | -77.2653 | Building | 64 | 0 |  | 2007-12-05 | 2008-01-16 | Recommended | Trevion Com Park 2 |  | https://s3.amazonaws.com/montgomerycountytfcg/Applications/200712-01.pdf
200711-05 | T-Mobile | Existing building | Colocation | Walkers House | 144 | 18700 | Walkers Choice Rd | Gaithersburg | R-10 | Walker House Owner LLC |  | Private | 39.163 | -77.2051 | Building | 76 | 0 |  | 2007-11-14 | 2008-02-06 | Recommended | WAN246A |  | https://s3.amazonaws.com/montgomerycountytfcg/Applications/200711-05.pdf
200711-04 | Sprint/Nextel | Antenna change out | Minor Modification | Park Montgomery Apts | 26 | 8860 | Piney Branch Rd | Silver Spring | R-H | Park Montgomery Limited Prtnrshp |  | Private | 39.0005 | -76.9917 | Building | 147 | 0 |  | 2007-11-09 | 2007-12-06 | Recommended | DC03XC437 |  | https://s3.amazonaws.com/montgomerycountytfcg/Applications/200711-04.pdf
200711-03 | Sprint/Nextel | Antenna change out | Minor Modification | AT&T Long Line Tower | 120 | 12419 | Middlebrook Rd | Germantown | IM-2.5 H-50 | American Tower Inc. |  | Private | 39.1769 | -77.2572 | Tower | 125 | 0 |  | 2007-11-06 | 2007-12-06 | Recommended | MD0441 Brink |  | https://s3.amazonaws.com/montgomerycountytfcg/Applications/200711-03.pdf
200711-02 | Sprint/Nextel | Existing water tank | Colocation | Cedar Lane Water Tank | 397 | 5417 | Cedar Ln W | Bethesda | R-60 | WSSC | WSSC | Public | 39.005 | -77.109 | Water Tank | 94.17 | 0 |  | 2007-10-23 | 2007-11-07 | Recommended | MD0881/Maplewood |  | https://s3.amazonaws.com/montgomerycountytfcg/Applications/200711-02.pdf
200711-01 | Verizon Wireless | Existing transmission tower | Colocation | Pepco 100-S | 225 | 20000 blk | Goshen Rd & Rothbury Dr | Gaithersburg | R-200 | Pepco | Pepco | Private | 39.1841 | -77.1881 | Tower | 134 | 0 |  | 2007-10-18 | 2007-11-07 | Recommended | Centerway |  | https://s3.amazonaws.com/montgomerycountytfcg/Applications/200711-01.pdf
200710-03 | Verizon Wireless | Existing building | Colocation | EZ Storage - Takoma Park | 388 | 1352 | Holton Ln | Adelphi | CRT-2.5 C-2.5 R-1.5 H-80 | Takoma Park Land LLLP |  | Private | 38.9858 | -76.9853 | Building | 33.3 | 0 |  | 2007-10-15 | 2007-12-06 | Recommended | Langley Park |  | https://s3.amazonaws.com/montgomerycountytfcg/Applications/200710-03.pdf
200710-02 | FiberTower | Existing building | Colocation | Silver Spring Center | 98 | 8455 | Colesville Rd | Silver Spring | CR-8.0 | Silver Spring Center LLC |  | Private | 38.9955 | -77.0298 | Building | 184 | 0 |  | 2007-10-02 | 2007-12-06 | Recommended | FTX1151909 |  | https://s3.amazonaws.com/montgomerycountytfcg/Applications/200710-02.pdf
200710-01 | Verizon Wireless | Existing monopole | Colocation | Extra Space Storage | 350 | 19500 | Frederick Rd | Germantown | GR-1.5 H-45 | Extra Space Properties 131 LLC |  | Private | 39.1755 | -77.24 | Monopole | 120 | 0 |  | 2007-09-24 | 2007-11-07 | Recommended | Running Cedar |  | https://s3.amazonaws.com/montgomerycountytfcg/Applications/200710-01.pdf
200709-03 | Verizon Wireless | Antenna change out | Minor Modification | Grosvenor Station | 191 | 10301 | Grosvenor Pl | Rockville | R-10 | Grosvenor Tower LP |  | Private | 39.0261 | -77.1068 | Building | 173.5 | 0 |  | 2007-09-12 | 2007-10-10 | Recommended | Grosvenor |  | https://s3.amazonaws.com/montgomerycountytfcg/Applications/200709-03.pdf
200709-04 | Verizon Wireless | Existing transmission tower | Colocation | Pepco 81-N | 398 | 11500 | Game Preserve Rd | Gaithersburg | R-200 | Pepco | Pepco | Private | 39.1572 | -77.2366 | Tower | 131.5 | 0 |  | 2007-09-12 | 2007-10-10 | Recommended | Goodport |  | https://s3.amazonaws.com/montgomerycountytfcg/Applications/200709-04.pdf
200709-05 | Verizon Wireless | Existing transmission tower | Colocation | Pepco 90-S | 399 | 10401 | Stedwick Rd | Gaithersburg | RE-1 | Pepco | Pepco | Private | 39.1703 | -77.2131 | Tower | 124 | 0 |  | 2007-09-12 | 2007-10-10 | Recommended | Windjammer |  | https://s3.amazonaws.com/montgomerycountytfcg/Applications/200709-05.pdf
200709-06 | Verizon Wireless | Existing transmission tower | Colocation | Pepco 652-S | 74 | 12200 | Falls Rd | Rockville | R-200 | Pepco | Pepco | Private | 39.0548 | -77.1813 | Tower | 148 | 0 |  | 2007-09-12 | 2007-10-10 | Recommended | Prestwick |  | https://s3.amazonaws.com/montgomerycountytfcg/Applications/200709-06.pdf
200709-07 | Verizon Wireless | Antenna change out | Minor Modification | Berkshire Towers | 42.02 | 11215 | Oak Leaf Dr | Silver Spring | R-10 | Enclave Holdings LLC |  | Private | 39.0397 | -76.994 | Building | 165 | 0 |  | 2007-09-12 | 2007-10-10 | Recommended | The Point Replacement |  | https://s3.amazonaws.com/montgomerycountytfcg/Applications/200709-07.pdf
200709-02 | Sprint/Nextel | Antenna change out | Minor Modification | Knights of Columbus | 13.01 | 17001 | Overhill Rd | Derwood | RE-1 | MONTG CNCL K C BLDG CORP |  | Private | 39.1347 | -77.1418 | Monopole | 173 | 0 |  | 2007-08-29 | 2007-10-10 | Recommended | MD0589 Redland |  | https://s3.amazonaws.com/montgomerycountytfcg/Applications/200709-02.pdf
200709-01 | Sprint/Nextel | Antenna change out | Minor Modification | Pepco 100-S | 225 | 20000 blk | Goshen Rd & Rothbury Dr | Gaithersburg | R-200 | Pepco | Pepco | Private | 39.1841 | -77.1881 | Tower | 134 | 0 |  | 2007-08-21 | 2007-10-10 | Recommended | MD0947 Browns Stn |  | https://s3.amazonaws.com/montgomerycountytfcg/Applications/200709-01.pdf
200708-07 | Sprint/Nextel | Antenna change out | Minor Modification | National 4-H Council Bldg | 44 | 7100 | Connecticut Ave | Chevy Chase | R-60 | National 4-H Council |  | Private | 38.981 | -77.0788 | Building | 36 | 0 |  | 2007-08-15 | 2007-12-06 | Recommended | MD2793 Nat'l 4-H |  | https://s3.amazonaws.com/montgomerycountytfcg/Applications/200708-07.pdf
200708-08 | Sprint/Nextel | Antenna change out | Minor Modification | Luther Rice Baptist Church | 81 | 801 | University Blvd | Silver Spring | R-60 | Luther Rice Baptist Church | Church | Private | 39.0317 | -77.0217 | Building | 38 | 0 |  | 2007-08-15 | 2008-05-16 | Withdrawn | Northwood
200708-06 | Sprint/Nextel | Antenna change out | Minor Modification | Troop 52 Forest Preserve | 113 | 16100 | Darnestown Rd | Dawsonville | AR | Seneca Creek Forest Preserve Inc |  | Private | 39.1343 | -77.335 | Tower | 180 | 0 |  | 2007-08-14 | 2007-09-05 | Recommended | MD0698 |  | https://s3.amazonaws.com/montgomerycountytfcg/Applications/200708-06.pdf
200708-05 | AT&T/Cingular | Existing water tank | Colocation | Airpark Water Tank | 134 | 20511 | Woodfield Rd | Gaithersburg | RE-1 | WSSC | WSSC | Public | 39.1923 | -77.1513 | Water Tank | 98 | 0 |  | 2007-08-13 | 2007-09-05 | Recommended | Goshen |  | https://s3.amazonaws.com/montgomerycountytfcg/Applications/200708-05.pdf
200708-04 | Sprint/Nextel | Antenna change out | Minor Modification | Shady Grove Post Office | 49 | 16501 | Shady Grove Rd | Gaithersburg | IM-0.5 H-75 | United States Postal Service | Federal | Public | 39.1264 | -77.17 | Monopole | 146 | 0 |  | 2007-07-30 | 2007-10-10 | Recommended | MD0590 |  | https://s3.amazonaws.com/montgomerycountytfcg/Applications/200708-04.pdf
200708-02 | Sprint/Nextel | Existing monopole | Colocation | Fire Station 31 | 10 | 12100 | Darnestown Rd | Gaithersburg | R-200 | Montgomery County |  | Public | 39.1161 | -77.2512 | Monopole | 161 | 0 |  | 2007-07-27 | 2007-11-07 | Recommended | MD0571 |  | https://s3.amazonaws.com/montgomerycountytfcg/Applications/200708-02.pdf
200708-03 | Sprint/Nextel | Existing Obsv. Tower Bldg | Colocation | Public Svc Training Academy | 7 | 10025 | Darnestown Rd | Rockville | CR-0.75 | Montgomery County | County | Public | 39.0992 | -77.2078 | Building | 78 | 0 |  | 2007-07-27 | 2007-12-12 | Withdrawn | MD0960
200708-01 | Sprint/Nextel | Antenna change out | Minor Modification | Wesley Grove Church | 248.01 | 23612 | Woodfield Rd | Gaithersburg | RE-2 | Wesley Grove Church | Church | Private | 39.2439 | -77.1864 | Monopole | 100 | 0 |  | 2007-07-16 | 2007-09-05 | Recommended | MD3260 |  | https://s3.amazonaws.com/montgomerycountytfcg/Applications/200708-01.pdf
200707-24 | T-Mobile | Existing building | Colocation | Churchill Senior Housing | 396 | 21000 | Father Hurley Blvd | Germantown | TS | Churchill Senior Housing ILP |  | Private | 39.1839 | -77.2747 | Building | 40 | 0 |  | 2007-07-11 | 2007-09-05 | Recommended | WAN243 |  | https://s3.amazonaws.com/montgomerycountytfcg/Applications/200707-24.pdf
200707-22 | Verizon Wireless | Existing water tank | Colocation | Colesville Tank | 138 | 2201 | Industrial Pkwy | Silver Spring | CR-1.0 C-1.0 R-0.5 H-220 | WSSC | WSSC | Public | 39.0495 | -76.9633 | Water Tank | 216 | 0 |  | 2007-07-10 | 2007-09-05 | Recommended | Paint Branch |  | https://s3.amazonaws.com/montgomerycountytfcg/Applications/200707-22.pdf
200707-23 | Verizon Wireless | Existing water tank | Colocation | Wall LaneWater Tank | 2 | 11400 | Woodglen Dr & Executive Blvd | Rockville | CR-3.0 C-1.5 R-2.5 H-100 | WSSC | WSSC | Public | 39.0436 | -77.1141 | Water Tank | 105 | 0 |  | 2007-07-10 | 2007-08-01 | Recommended | White Flint |  | https://s3.amazonaws.com/montgomerycountytfcg/Applications/200707-23.pdf
200707-20 | Sprint/Nextel | Antenna change out | Minor Modification | Fire Station 33 | 37 | 11430 | Falls Rd | Potomac | R-200 | Rockville Volunteer Fire Dept. | Fire | Private | 39.0437 | -77.1939 | Monopole | 150 | 0 |  | 2007-07-06 | 2007-08-01 | Recommended | MD0537 North Potomac |  | https://s3.amazonaws.com/montgomerycountytfcg/Applications/200707-20.pdf
200707-21 | Sprint/Nextel | Antenna change out | Minor Modification | Leaman Property | 86 | 13820 | Clopper Rd | Boyds | R-200 | American Tower Asset Sub 2 LLC |  | Private | 39.1652 | -77.2908 | Monopole | 125 | 0 |  | 2007-07-06 | 2007-08-01 | Recommended | MD0572 Germantown |  | https://s3.amazonaws.com/montgomerycountytfcg/Applications/200707-21.pdf
200707-01 | Sprint/Nextel | Antenna change out | Minor Modification | Baptist Home | 147 | 6301 | Greentree Rd | Bethesda | R-60 | Baptist Home for Children |  | Private | 39.0026 | -77.1273 | Monopole | 120 | 0 |  | 2007-06-27 | 2007-08-01 | Recommended | MD2797 Green Tree |  | https://s3.amazonaws.com/montgomerycountytfcg/Applications/200707-01.pdf
200707-02 | Sprint/Nextel | Antenna change out | Minor Modification | Pepco-Cabin John | 160.01 |  | MacArthur Blvd & I-495 | Cabin John | R-200 | Pepco | Pepco | Private | 38.976 | -77.179 | Tower | 80 | 0 |  | 2007-06-27 | 2007-08-01 | Recommended | MD0779 Cabin John |  | https://s3.amazonaws.com/montgomerycountytfcg/Applications/200707-02.pdf
200707-04 | Sprint/Nextel | Antenna change out | Minor Modification | McDonnell Property | 93.01 | 20315 | Georgia Ave | Brookeville | RC | Timothy McDonnell |  | Private | 39.1899 | -77.0607 | Monopole | 188 | 0 |  | 2007-06-27 | 2007-09-05 | Recommended | MD0523 Brookeville |  | https://s3.amazonaws.com/montgomerycountytfcg/Applications/200707-04.pdf
200707-05 | Sprint/Nextel | Antenna change out | Minor Modification | MDOT-Kensington | 77 | 9200 | Kensington Pkwy | Kensington | R-90 | MDOT / State Hwy Admin. |  | Private | 39.0077 | -77.075 | Monopole | 160 | -1 |  | 2007-06-27 | 2007-08-01 | Recommended | MD0662 MDOT |  | https://s3.amazonaws.com/montgomerycountytfcg/Applications/200707-05.pdf
200707-07 | Sprint/Nextel | Antenna change out | Minor Modification | Bank of America Building | 59 | 10000 | Falls Rd | Potomac | NR-0.75 H-35 | Ten Thousand Falls Rd LLC |  | Private | 39.0191 | -77.209 | Building | 33 | 0 |  | 2007-06-27 | 2007-08-01 | Recommended | MD0460 Potomac |  | https://s3.amazonaws.com/montgomerycountytfcg/Applications/200707-07.pdf
200707-08 | Sprint/Nextel | Antenna change out | Minor Modification | Pepco 636-N | 311.01 | 13900 | Piney Meeting House Rd | Rockville | IH-2.5 | Pepco | Pepco | Private | 39.0681 | -77.2297 | Tower | 133 | 0 |  | 2007-06-27 | 2007-08-01 | Recommended | MD2431C Piney Meeting House |  | https://s3.amazonaws.com/montgomerycountytfcg/Applications/200707-08.pdf
200707-09 | Sprint/Nextel | Antenna change out | Minor Modification | Pepco Manor View | 13 | 6424 | Manor View Dr | Gaithersburg | RE-1 | Pepco | Pepco | Private | 39.1872 | -77.1285 | Tower | 142 | 0 |  | 2007-06-27 | 2007-08-01 | Recommended | MD2214 Clayville |  | https://s3.amazonaws.com/montgomerycountytfcg/Applications/200707-09.pdf
200707-10 | Sprint/Nextel | Antenna change out | Minor Modification | Bullis Prep School | 22 | 10601 | Falls Rd | Potomac | RE-2 | The Bullis School Inc. | School | Private | 39.0296 | -77.1945 | Monopole | 130 | 0 |  | 2007-06-27 | 2008-03-17 | Withdrawn | MD2430 McAuley Park
200707-11 | Sprint/Nextel | Antenna change out | Minor Modification | 6110 Executive Blvd | 171 | 6110 | Executive Blvd | Rockville | EOF-0.75 | Washington REIT |  | Private | 39.048 | -77.1241 | Building | 110 | 0 |  | 2007-06-27 | 2007-08-01 | Recommended | MD0875 Wickford |  | https://s3.amazonaws.com/montgomerycountytfcg/Applications/200707-11.pdf
200707-12 | Sprint/Nextel | Antenna change out | Minor Modification | Gymkhana Club | 56 | 14100 | River Rd | Rockville | RE-2 | River Road Development Inc |  | Private | 39.063 | -77.2925 | Monopole | 143.6 | 0 |  | 2007-06-27 | 2007-08-01 | Recommended | MD2434 Stoney Creek |  | https://s3.amazonaws.com/montgomerycountytfcg/Applications/200707-12.pdf
200707-13 | Sprint/Nextel | Antenna change out | Minor Modification | Pepco 148-S | 193.02 | 0 | Gold Mine Rd | Brinklow | R-C | Pepco | Pepco | Private | 39.1802 | -77.0277 | Tower | 146 | 0 |  | 2007-06-27 | 2007-08-01 | Recommended | MD2217 Brighton |  | https://s3.amazonaws.com/montgomerycountytfcg/Applications/200707-13.pdf
200707-14 | Sprint/Nextel | Antenna change out | Minor Modification | Pepco Substation 118 | 197 | 17101 | Germantown Rd | Germantown | AR | Pepco | Pepco | Private | 39.1376 | -77.2933 | Tower | 300 | 0 |  | 2007-06-27 | 2007-08-01 | Recommended | MD2526 Black Rock |  | https://s3.amazonaws.com/montgomerycountytfcg/Applications/200707-14.pdf
200707-15 | Sprint/Nextel | Antenna change out | Minor Modification | Pyle Property | 190 | 211 | Ednor Rd | Silver Spring | RE-2 | Helen Pyle et al |  | Private | 39.1252 | -77.0182 | Monopole | 162 | 0 |  | 2007-06-27 | 2007-08-01 | Recommended | MD3764 Ednor |  | https://s3.amazonaws.com/montgomerycountytfcg/Applications/200707-15.pdf
200707-16 | Sprint/Nextel | Antenna change out | Minor Modification | Damascus Tower | 78 | 26149 | Ridge Rd | Damascus | CRT-1.75 C-1.0 R-0.75 H-55 T | Montgomery County | County | Public | 39.2864 | -77.2069 | Tower | 260 | 0 |  | 2007-06-27 | 2008-05-16 | Recommended | MD0699 Cedar Grove |  | https://s3.amazonaws.com/montgomerycountytfcg/Applications/200707-16.pdf
200707-17 | Sprint/Nextel | Antenna change out | Minor Modification | Sherwood High School | 157 | 300 | Olney-Sandy Spring Rd | Sandy Spring | RNC | Board of Education | School | Public | 39.1485 | -77.0172 | Monopole | 150 | 0 |  | 2007-06-27 | 2008-05-16 | Withdrawn | MD3748 Corinto
200707-18 | Sprint/Nextel | Antenna change out | Minor Modification | Izaak Walton League | 6 | 18301 | Waring Station Rd | Germantown | R-200 | Izaak Walton League |  | Private | 39.1551 | -77.2535 | Tower | 224 | 0 |  | 2007-06-27 | 2007-08-01 | Recommended | MD0948 Diamond |  | https://s3.amazonaws.com/montgomerycountytfcg/Applications/200707-18.pdf
200707-19 | Sprint/Nextel | Antenna change out | Minor Modification | The Meadows | 258.02 | 12510 | Prosperity Dr | Silver Spring | CR-0.75 | PSB Meadows LLC |  | Private | 39.0597 | -76.9633 | Building | 54 | 0 |  | 2007-06-27 | 2007-08-01 | Recommended | MD0885 The Meadows |  | https://s3.amazonaws.com/montgomerycountytfcg/Applications/200707-19.pdf
200706-04 | T-Mobile | New 120' monopole | New | Our Lady of Good Counsel HS | 395 | 17301 | Old Vic Blvd | Olney | R-C | Our Lady of Good Counsel High School |  | Private | 39.1389 | -77.0467 | Monopole | 120 | 0 |  | 2007-06-20 | 2007-12-06 | Recommended | WAN358B |  | https://s3.amazonaws.com/montgomerycountytfcg/Applications/200706-04.pdf
200706-03 | Sprint/Nextel | Existing building | Colocation | Promenade | 47 | 5225 | Pooks Hill Rd | Bethesda | R-H | Promenade Towers MH Corp |  | Private | 39.0174 | -77.1068 | Building | 193 | 0 |  | 2007-06-13 | 2007-08-01 | Recommended | DC03XC288 |  | https://s3.amazonaws.com/montgomerycountytfcg/Applications/200706-03.pdf
200706-02 | Verizon Wireless | Existing monopole | Colocation | Dickerson Auto Center | 105 | 22210 | Dickerson Rd | Dickerson | IM-2.5 H-50 | SMS Partnership | Crown Castle | Private | 39.2211 | -77.4281 | Monopole | 175.5 | 0 |  | 2007-05-30 | 2007-07-11 | Recommended | Barnesville |  | https://s3.amazonaws.com/montgomerycountytfcg/Applications/200706-02.pdf
200706-01 | Sprint/Nextel | Existing building | Colocation | Chateau Apartments | 53.01 | 9727 | Mt. Pisgah Rd | Silver Spring | R-H | Hillzo LP |  | Private | 39.0168 | -76.9745 | Building | 159 | 0 |  | 2007-05-22 | 2007-07-11 | Recommended | MD0459 Adelphi Perm |  | https://s3.amazonaws.com/montgomerycountytfcg/Applications/200706-01.pdf
200705-07 | Sprint/Nextel | Existing building | Colocation | Montgomery Towers | 265 | 415 | Silver Spring Ave | Silver Spring | R-10 | Montgomery Towers LLC |  | Private | 38.9933 | -77.0108 | Building | 57 | 0 |  | 2007-05-16 | 2007-06-13 | Recommended | WA54XC436 |  | https://s3.amazonaws.com/montgomerycountytfcg/Applications/200705-07.pdf
200705-08 | Sprint/Nextel | Existing bulding | Colocation | Parkside Plaza | 255 | 9039 | Sligo Creek Pkwy | Silver Spring | R-10 | Parkside Plaza Condo |  | Private | 39.0042 | -77.0136 | Building | 150 | 0 |  | 2007-05-16 | 2007-07-11 | Recommended | WA33XC943 |  | https://s3.amazonaws.com/montgomerycountytfcg/Applications/200705-08.pdf
200705-06 | Clearwire | Existing monopole | Colocation | Rinaldi Property | 24 | 15700 | Georgia Ave | Olney | R-200 | Patricia V Rinaldi |  | Private | 39.1159 | -77.0745 | Monopole | 120 | 0 |  | 2007-04-23 | 2007-05-23 | Withdrawn | MDWSH021
200705-05 | Clearwire | Existing building | Colocation | Choice International | 29 | 10750 | Columbia Pike | Silver Spring | CRT-2.25 C-1.5 R-0.75 H-45 | VREC III LO COLESVILLE MEDICAL MOB LLC |  | Private | 39.0324 | -77.0045 | Building | 85 | 0 |  | 2007-04-18 | 2007-06-13 | Recommended | MDWSH069 |  | https://s3.amazonaws.com/montgomerycountytfcg/Applications/200705-05.pdf
200705-04 | Sprint/Nextel | Existing building/steeple | Colocation | Washington Baptist Church | 182 | 5144 | Massachusetts Ave | Bethesda | R-60 | Washington Jesus Baptist Church | Church | Private | 38.9507 | -77.1025 | Building | 35.8 | 0 |  | 2007-04-13 | 2007-06-13 | Recommended | MD0932 Westmoreland |  | https://s3.amazonaws.com/montgomerycountytfcg/Applications/200705-04.pdf
200705-01 | FiberTower | Existing building | Colocation | Aldon Building | 202 | 8200 | Wisconsin Ave | Bethesda | CR-3.0 | Alvin I.Brown c/o Aldon Mgmt |  | Private | 38.9919 | -77.0963 | Building | 143 | 0 |  | 2007-04-12 | 2007-10-10 | Recommended | FTX1055312 |  | https://s3.amazonaws.com/montgomerycountytfcg/Applications/200705-01.pdf
200705-02 | FiberTower | Existing lattice tower | Colocation | WWDC Radio Tower | 40 | 8800 | Brookeville Rd | Silver Spring | IM-2.5 H-50 | Chancellor Media Corp. |  | Private | 38.9999 | -77.057 | Tower | 695 | 0 |  | 2007-04-12 | 2007-07-11 | Recommended | FTX1071776 |  | https://s3.amazonaws.com/montgomerycountytfcg/Applications/200705-02.pdf
200705-03 | FiberTower | Existing building | Colocation | Washingtonian | 181 | 9701 | Fields Rd | Gaithersburg | R-10 | Washingtonian Tower Condominium Inc. |  | Private | 39.1149 | -77.1994 | Building | 235 | 0 |  | 2007-04-12 | 2007-07-11 | Recommended | FTX1080830 |  | https://s3.amazonaws.com/montgomerycountytfcg/Applications/200705-03.pdf
200704-25 | Sprint/Nextel | Existing builiding | Colocation | Garland Towers | 394 | 8221 | Garland Ave | Takoma Park | R-10 | Connecticut Avenue LLP |  | Private | 38.9926 | -76.9998 | Building | 77 | 0 |  | 2007-04-11 | 2007-09-05 | Recommended | WA60XC209D |  | https://s3.amazonaws.com/montgomerycountytfcg/Applications/200704-25.pdf
200704-22 | Clearwire | Existing monopole | Colocation | Fire Station 31 | 10 | 12100 | Darnestown Rd | Gaithersburg | R-200 | Montgomery County |  | Public | 39.1161 | -77.2512 | Monopole | 161 | 0 |  | 2007-04-10 | 2007-05-23 | Withdrawn | MDWSH304
200704-23 | Sprint/Nextel | Existing monopole/new DAS | Colocation | Petrucelli Property | 275 | 14120 | Darnestown Rd | Gaithersburg | CRN-0.25 C-0.25 R-0.0 H-35 | Vanic LLC |  | Private | 39.1037 | -77.2934 | Monopole | 105.7 | 0 |  | 2007-04-10 | 2007-05-02 | Recommended | MD-3471 North |  | https://s3.amazonaws.com/montgomerycountytfcg/Applications/200704-23.pdf
200704-24 | Sprint/Nextel | Existing monopole/new DAS. No structure height available. | Colocation | NextG DAS | 141 | 9404 | Falls Rd | Potomac | RE-2 | Cabin John Volunteer Fire | County | Public | 39.0101 | -77.2207 | Monopole |  | -1 |  | 2007-04-10 | 2007-05-02 | Recommended | MD-3471 South |  | https://s3.amazonaws.com/montgomerycountytfcg/Applications/200704-24.pdf
200704-06 | FiberTower | Existing builiding | Colocation | Postal Training Facility | 233 | 10130 | Democracy Blvd | Potomac | RE-2 | United States Postal Service | Federal | Public | 39.0205 | -77.1864 | Building | 70 | 0 |  | 2007-04-09 | 2007-10-10 | Recommended | FTX1055448 |  | https://s3.amazonaws.com/montgomerycountytfcg/Applications/200704-06.pdf
200704-07 | FiberTower | Existing building | Colocation | Claridge House Apts | 179 | 2445 | Lyttonsville Rd | Silver Spring | CRT-1.25, C-0.25, R-1.25, H-150 | C & C Apartments Assoc LP |  | Private | 39 | -77.0525 | Building | 125 | 0 |  | 2007-04-09 | 2007-06-13 | Recommended | FTX1055437 |  | https://s3.amazonaws.com/montgomerycountytfcg/Applications/200704-07.pdf
200704-08 | FiberTower | Existing building | Colocation | Summit Hills Apartments | 58 | 8484 | 16th St | Silver Spring | CR-2.5 C-0.25 R-2.5 H-145 | Summit Hills LLC |  | Private | 38.9951 | -77.037 | Building | 98.8 | 0 |  | 2007-04-09 | 2007-06-13 | Recommended | FTX1055290 |  | https://s3.amazonaws.com/montgomerycountytfcg/Applications/200704-08.pdf
200704-09 | FiberTower | Existing building | Colocation | Classic Residence | 19 | 8100 | Connecticut Ave | Chevy Chase | R-10 | SNH CCMD Properties LLC |  | Private | 38.9917 | -77.0778 | Building | 138 | 0 |  | 2007-04-09 | 2007-06-13 | Recommended | FTX1055313 |  | https://s3.amazonaws.com/montgomerycountytfcg/Applications/200704-09.pdf
200704-10 | FiberTower | Existing monopole | Colocation | Fire Station 33 | 37 | 11430 | Falls Rd | Potomac | R-200 | Rockville Volunteer Fire Dept. | Fire | Private | 39.0437 | -77.1939 | Monopole | 150 | 0 |  | 2007-04-09 | 2007-09-05 | Recommended | FTX1094748 |  | https://s3.amazonaws.com/montgomerycountytfcg/Applications/200704-10.pdf
200704-11 | FiberTower | Existing building | Colocation | Silver Spring YMCA | 4 | 9800 | Hastings Dr | Silver Spring | R-60 | n |  | Private | 39.0159 | -77.0134 | Monopole | 120 | 0 |  | 2007-04-09 | 2008-05-16 | Withdrawn | FTX1055390
200704-12 | FiberTower | Existing building | Colocation | Promenade | 47 | 5225 | Pooks Hill Rd | Bethesda | R-H | Promenade Towers MH Corp |  | Private | 39.0174 | -77.1068 | Building | 193 | 0 |  | 2007-04-09 | 2007-10-10 | Recommended | FTX1094769 |  | https://s3.amazonaws.com/montgomerycountytfcg/Applications/200704-12.pdf
200704-13 | FiberTower | Existing building | Colocation | Pavilion Apts | 31 | 5901 | Montrose Rd | Rockville | CR-4.0 C-0.25 R-4.0 H-190 | CP5 MONTEREY LLC |  | Private | 39.0537 | -77.1189 | Building | 152 | 0 |  | 2007-04-09 | 2007-09-05 | Recommended | FTX1055396 |  | https://s3.amazonaws.com/montgomerycountytfcg/Applications/200704-13.pdf
200704-14 | FiberTower | Existing monopole | Colocation | Tri-State Stone Quarry | 20 | 8200 | Seven Locks Rd | Bethesda | R-200 | Ben Porto & Son LTD |  | Private | 38.9887 | -77.1614 | Monopole | 154 | 0 |  | 2007-04-09 | 2007-12-12 | Withdrawn | FTX10311526
200704-15 | FiberTower | Existing building | Colocation | Park Ritchie Apts | 48 | 7600 | Maple Ave | Takoma Park | R-10 | Park Ritchie LLC |  | Private | 38.9839 | -77.008 | Building | 151 | 0 |  | 2007-04-09 | 2007-09-05 | Recommended | FTX1075588 |  | https://s3.amazonaws.com/montgomerycountytfcg/Applications/200704-15.pdf
200704-17 | FiberTower | Existing monopole | Colocation | Sarem Farm | 50 | 15901 | Columbia Pike | Burtonsville | RC | Jennifer Sarem |  | Private | 39.118 | -76.9292 | Monopole | 150 | 0 |  | 2007-04-09 | 2007-06-13 | Recommended | FTX1055543 |  | https://s3.amazonaws.com/montgomerycountytfcg/Applications/200704-17.pdf
200704-18 | FiberTower | Existing bulding | Colocation | Chateau Apartments | 53.01 | 9727 | Mt. Pisgah Rd | Silver Spring | R-H | Hillzo LP |  | Private | 39.0168 | -76.9745 | Building | 159 | 0 |  | 2007-04-09 | 2007-11-07 | Recommended | FTX1055391 |  | https://s3.amazonaws.com/montgomerycountytfcg/Applications/200704-18.pdf
200704-19 | FiberTower | Existing water tank | Colocation | Woodside Water Tank | 1 | 1945 | Seminary Pl | Silver Spring | R-60 | WSSC | WSSC | Public | 39.0099 | -77.0425 | Water Tank | 117 | 0 |  | 2007-04-09 | 2007-07-12 | Withdrawn | FTX1055322
200704-20 | FiberTower | Existing building | Colocation | Westlake Towers | 155 | 7420 | Westlake Terr | Bethesda | R-H | Westlake Park Condo |  | Private | 39.026 | -77.1508 | Building | 144.5 | 0 |  | 2007-04-09 | 2007-09-05 | Recommended | FTX1055461 |  | https://s3.amazonaws.com/montgomerycountytfcg/Applications/200704-20.pdf
200704-21 | FiberTower | Existing water tank | Colocation | Cabin John Water Tank | 132 | 6711 | Tomlinson Terr | Cabin John | R-200 | WSSC | WSSC | Public | 38.9782 | -77.1597 | Water Tank | 133.5 | 0 |  | 2007-04-09 | 2007-07-12 | Withdrawn | FTX1055283
200704-04 | T-Mobile | Existing transmission tower | Colocation | WSSC Damascus Plant | 218 | 23730 | Log House Rd | Gaithersburg | RE-2 | WSSC | WSSC | Public | 39.2461 | -77.2069 | Tower | 212 | 0 |  | 2007-03-28 | 2007-05-02 | Recommended | WAN037 |  | https://s3.amazonaws.com/montgomerycountytfcg/Applications/200704-04.pdf
200704-02 | Nextel/Sprint | New 140' monopole | New | Germantown Plaza | 393 | 13001 | Wisteria Dr | Germantown | CRT-0.75 | Sugarloaf Partnership LLC |  | Private | 39.1792 | -77.2714 | Monopole | 140 | 0 |  | 2007-03-27 | 2007-06-13 | Recommended | WA57XC042H |  | https://s3.amazonaws.com/montgomerycountytfcg/Applications/200704-02.pdf
200704-03 | WSSC | New 100' monopole | New | Air Park Pumping Stations | 315 | 8606 | Snouffers School Rd | Gaithersburg | R-200 | WSSC | WSSC | Public | 39.1694 | -77.1771 | Monopole | 100 | 0 |  | 2007-03-27 | 2007-05-02 | Withdrawn | Air Park Pumping Stations
200704-01 | Nextel Communications | Existing smokestack | Colocation | Holy Cross Hospital | 257 | 1500 | Forest Glen Rd | Silver Spring | R-60 | Holy Cross Hospital of SS |  | Private | 39.0147 | -77.0356 | Building | 90 | 0 |  | 2007-03-20 | 2007-06-13 | Recommended | MD0797C Sligo Creek |  | https://s3.amazonaws.com/montgomerycountytfcg/Applications/200704-01.pdf
200703-11 | T-Mobile | Existing monopole | Colocation | Laytonsville | 321 | 4301 | Brookeville Rd | Brookeville | AR | Jane C Maller, Trustee |  | Private | 39.184 | -77.0815 | Monopole | 182 | 0 |  | 2007-03-14 | 2007-04-04 | Recommended | WAN497 |  | https://s3.amazonaws.com/montgomerycountytfcg/Applications/200703-11.pdf
200703-10 | Clearwire | Existing building | Colocation | Verizon Building | 36 | 13100 | Columbia Pike | Silver Spring | EOF-0.75 H-100 T | Chesapeake and Potomac Tele Co MD |  | Private | 39.0713 | -76.9589 | Building | 68 | 0 |  | 2007-03-13 | 2007-04-04 | Recommended | MD-WSH037 |  | https://s3.amazonaws.com/montgomerycountytfcg/Applications/200703-10.pdf
200703-12 | Horizon W-Com | Existing lattice tower | Colocation | Rockville Measuring Station | 102 | 15030 | Frederick Rd | Rockville | IM-2.5 H-50 | Atlantic Seaboard Corp |  | Private | 39.1021 | -77.1572 | Tower | 188 | 0 |  | 2007-03-13 | 2007-04-04 | Recommended | CNS-Rockville |  | https://s3.amazonaws.com/montgomerycountytfcg/Applications/200703-12.pdf
200703-09 | Clearwire | Existing transmission tower | Colocation | Pepco Substation 118 | 197 | 17101 | Germantown Rd | Germantown | AR | Pepco | Pepco | Private | 39.1376 | -77.2933 | Tower | 300 | 0 |  | 2007-03-05 | 2007-04-04 | Recommended | MD-WSH301 |  | https://s3.amazonaws.com/montgomerycountytfcg/Applications/200703-09.pdf
200703-02 | Clearwire | Existing transmission tower | Colocation | Pepco 97-S | 583 |  | Montgomery Village Ave/Duffer Way | Gaithersburg | R-200 | Pepco | Pepco | Private | 39.1822 | -77.1975 | Tower | 121 | 0 |  | 2007-03-02 | 2007-05-02 | Recommended | MD-WSH004 |  | https://s3.amazonaws.com/montgomerycountytfcg/Applications/200703-02.pdf
200703-03 | Clearwire | Existing transmission tower | Colocation | Pepco 683-E | 600 | 18300B | Bowie Mill Rd | Olney | RE-1 | Pepco |  | Private | 39.1563 | -77.0922 | Tower | 134 | 0 |  | 2007-03-02 | 2007-04-04 | Recommended | MD-WSH289 |  | https://s3.amazonaws.com/montgomerycountytfcg/Applications/200703-03.pdf
200703-04 | Clearwire | Existing transmission tower | Colocation | Pepco 620-N | 353 | 12457 | Falconbridge Dr | Gaithersburg | R-200 | Pepco | Pepco | Private | 39.1033 | -77.2572 | Tower | 126 | 0 |  | 2007-03-02 | 2007-04-04 | Recommended | MD-WSH027 |  | https://s3.amazonaws.com/montgomerycountytfcg/Applications/200703-04.pdf
200703-05 | Clearwire | Existing transmission tower | Colocation | Pepco 689-E | 391 |  | Hines Rd and Evangeline Ln | Olney | R-200 | Pepco | Pepco | Private | 39.1406 | -77.0825 | Tower | 150 | 0 |  | 2007-03-02 | 2007-04-04 | Recommended | MD-WSH014 |  | https://s3.amazonaws.com/montgomerycountytfcg/Applications/200703-05.pdf
200703-06 | Clearwire | Existing transmission tower | Colocation | Pepco 653-S | 582 |  | Falls Rd/Montrose Rd | Rockville | R-90 | Pepco | Pepco | Private | 39.0539 | -77.1775 | Tower | 141 | 0 |  | 2007-03-02 | 2007-04-04 | Recommended | MD-WSH058 |  | https://s3.amazonaws.com/montgomerycountytfcg/Applications/200703-06.pdf
200703-07 | Clearwire | Existing transmission tower | Colocation | Pepco 644-S | 392 |  | Lloyd Rd and Betteker Ln | Rockville | R-200 | Pepco | Pepco | Private | 39.0587 | -77.2017 | Tower | 121 | 0 |  | 2007-03-02 | 2007-04-04 | Recommended | MD-WSH052 |  | https://s3.amazonaws.com/montgomerycountytfcg/Applications/200703-07.pdf
200703-08 | Clearwire | Existing transmission tower | Colocation | Pepco 638-N | 311.3 | 13900 | Piney Meeting House Rd | Potomac | IH-2.5 | Pepco | Pepco | Private | 39.065 | -77.225 | Tower | 133 | 0 |  | 2007-03-02 | 2007-04-04 | Recommended | MD-WSH043 |  | https://s3.amazonaws.com/montgomerycountytfcg/Applications/200703-08.pdf
200703-01 | FibetTower | Existing building | Colocation | World Building Tower | 173 | 8121 | Georgia Ave | Silver Spring | CR-3.0 C-3.0 R-3.0 H-130 | World Building LLC |  | Private | 38.9911 | -77.0261 | Building | 117 | 0 |  | 2007-02-19 | 2007-05-02 | Recommended | FTX1055345 |  | https://s3.amazonaws.com/montgomerycountytfcg/Applications/200703-01.pdf
200702-06 | T-Mobile | Existing building | Colocation | Extra Space Storage | 372 | 10839 | Georgia Ave | Silver Spring | CR-3.0 | ESS VRS Owner LLC |  | Private | 39.0333 | -77.0481 | Building | 32 | 0 |  | 2007-02-14 | 2007-03-07 | Recommended | WAN301 |  | https://s3.amazonaws.com/montgomerycountytfcg/Applications/200702-06.pdf
200702-07 | T-Mobile | New 100' monopole | New | Spencerville Free Methodist Church | 387 | 2100 | Spencerville Rd | Spencerville | RE-1 | Spencerville Free Methodist Church | Church | Private | 39.1181 | -76.9682 | Monopole | 102 | 0 |  | 2007-02-14 | 2007-03-07 | Recommended | WAN368 |  | https://s3.amazonaws.com/montgomerycountytfcg/Applications/200702-07.pdf
200702-05 | Clearwire | Existing monopole | Colocation | MDOT-Rockville | 73 |  | I-270 & Montrose Rd | Rockville | R-90 | MDOT / State Hwy Admin. | State | Public | 39.0579 | -77.1537 | Monopole | 140 | -1 |  | 2007-02-12 | 2007-03-07 | Recommended | MD-WSH296 |  | https://s3.amazonaws.com/montgomerycountytfcg/Applications/200702-05.pdf
200702-04 | T-Mobile | New 120' monopole | New | Watkins Mill High School | 386 | 10301 | Apple Ridge Rd | Gaithersburg | R-200 | Board of Education | School | Public | 39.1846 | -77.2137 | Monopole | 118 | 0 |  | 2007-02-05 | 2007-07-11 | Recommended | WAN513 |  | https://s3.amazonaws.com/montgomerycountytfcg/Applications/200702-04.pdf
200702-03 | Clearwire | Existing transmission tower | Colocation | Pepco 663-S | 234 | 10999 | Seven Hill Ln | Rockville | R-90 | Pepco | Pepco | Private | 39.0356 | -77.1578 | Tower | 98 | 0 |  | 2007-02-01 | 2007-03-07 | Recommended | MD-WSH297 |  | https://s3.amazonaws.com/montgomerycountytfcg/Applications/200702-03.pdf
200702-01 | FiberTower | Existing stub tower | Colocation | Silver Spring VFD | 320 | 111 | University Blvd East | Silver Spring | R-60 | Silver Spring VFD | Fire | Private | 39.0174 | -77.0072 | Tower | 73 | 0 |  | 2007-01-19 | 2007-03-07 | Recommended | FTX1094790 |  | https://s3.amazonaws.com/montgomerycountytfcg/Applications/200702-01.pdf
200701-07 | Clearwire | Existing monopole | Colocation | Northwood High School | 192 | 919 | University Blvd | Silver Spring | R-60 | Board of Education | School | Public | 39.0366 | -77.0223 | Monopole | 110 | 0 |  | 2007-01-17 | 2007-04-04 | Recommended | MD-WSH070 |  | https://s3.amazonaws.com/montgomerycountytfcg/Applications/200701-07.pdf
200701-08 | Clearwire | Existing monopole | Colocation | MDOT-Kensington | 77 | 9200 | Kensington Pkwy | Kensington | R-90 | MDOT / State Hwy Admin. |  | Private | 39.0077 | -77.075 | Monopole | 160 | -1 |  | 2007-01-17 | 2007-04-04 | Recommended | MD-WSH293 |  | https://s3.amazonaws.com/montgomerycountytfcg/Applications/200701-08.pdf
200701-09 | Clearwire | Existing lattice tower | Colocation | CSX Tower | 54 | 2701 | Forest Glen Rd | Kensington | R-60 | United States of America |  | Private | 39.0146 | -77.0553 | Tower | 69 | 0 |  | 2007-01-17 | 2007-03-07 | Recommended | MD-WSH075 |  | https://s3.amazonaws.com/montgomerycountytfcg/Applications/200701-09.pdf
200701-06 | Sprint/Nextel | Antenna change out | Minor Modification | Gate of Heaven | 116 | 13801 | Georgia Ave | Silver Spring | RE-2 | ROMAN CATHOLIC ARCHDIOCESE OF WASHINGTON |  | Private | 39.0877 | -77.0706 | Monopole | 190.5 | 0 |  | 2007-01-09 | 2007-03-07 | Recommended | MD3601 |  | https://s3.amazonaws.com/montgomerycountytfcg/Applications/200701-06.pdf
200701-05 | T-Mobile | Existing monopole | Colocation | MDOT-Kensington | 77 | 9200 | Kensington Pkwy | Kensington | R-90 | MDOT / State Hwy Admin. |  | Private | 39.0077 | -77.075 | Monopole | 160 | -1 |  | 2007-01-08 | 2007-12-19 | Withdrawn | 7WAN237
200701-04 | Sprint/Nextel | Existing monopole | Colocation | Springbrook High School | 373 | 201 | Valley Brook Dr | Silver Spring | R-200 | Board of Education | School | Public | 39.0583 | -77.0081 | Monopole | 99 | 0 |  | 2006-12-29 | 2008-05-16 | Withdrawn | MD0994
200701-03 | Sprint/Nextel | Existing building | Colocation | White Oak Apartments | 385 | 11550 | Stewart Ln | Silver Spring | R-20 | G&I IX MONTGOMERY WHITE OAK |  | Private | 39.0448 | -76.9837 | Building | 64 | 0 |  | 2006-12-20 | 2007-05-02 | Recommended | MD2176 |  | https://s3.amazonaws.com/montgomerycountytfcg/Applications/200701-03.pdf
200701-02 | T-Mobile | New 100' monopole | New | Children's Learning Center | 384 | 4511 | Bestor Dr | Rockville | R-90 | M-NCPCC | M-NCPPC | Public | 39.0917 | -77.0911 | Monopole | 100 | 0 |  | 2006-12-15 | 2007-02-01 | Withdrawn | WAN489
200612-02 | T-Mobile | Existing monopole | Colocation | Gymkhana Club | 56 | 14100 | River Rd | Rockville | RE-2 | River Road Development Inc |  | Private | 39.063 | -77.2925 | Monopole | 143.6 | 0 |  | 2006-12-11 | 2007-01-03 | Recommended | WAN247 |  | https://s3.amazonaws.com/montgomerycountytfcg/Applications/200612-02.pdf
200612-01 | Baltimore Gas & Electric | Existing monopole | Colocation | Easterday Property | 186 | 9265 | Brown Church Rd | Mt. Airy | AR | Easterday Louise Et Al |  | Private | 39.3294 | -77.1886 | Tower | 250 | 0 |  | 2006-11-17 | 2007-01-03 | Recommended |  |  | https://s3.amazonaws.com/montgomerycountytfcg/Applications/200612-01.pdf
200611-21 | Cingular Wireless | Antenna change out | Minor Modification | Hampshire Towers | 326 | 7401 | New Hampshire Ave | Takoma Park | CRT-2.0, C-0.5, R-1.5, H-130 | Oxon Equities Corp |  | Private | 38.9834 | -76.9872 | Building | 95.83 | 0 |  | 2006-11-15 | 2006-12-13 | Recommended | HampTwr MD0067 |  | https://s3.amazonaws.com/montgomerycountytfcg/Applications/200611-21.pdf
200611-22 | Clearwire Wireless | Existing monopole | Colocation | Fire Station 33 | 37 | 11430 | Falls Rd | Potomac | R-200 | Rockville Volunteer Fire Dept. | Fire | Private | 39.0437 | -77.1939 | Monopole | 150 | 0 |  | 2006-11-15 | 2006-12-13 | Recommended | MD-WSH094 |  | https://s3.amazonaws.com/montgomerycountytfcg/Applications/200611-22.pdf
200611-23 | Clearwire Wireless | Existing building | Colocation | Atrium at Station Square | 99 | 1010 | Wayne Ave | Silver Spring | CR-8.0 | Moore and Associates |  | Private | 38.9938 | -77.0277 | Building | 189 | 0 |  | 2006-11-15 | 2006-12-13 | Recommended | MD-WSH993 |  | https://s3.amazonaws.com/montgomerycountytfcg/Applications/200611-23.pdf
200611-19 | Clearwire Wireless | Existing building | Colocation | Silver Spring Metro Plaza LP | 383 | 8403 | Colesville Rd | Silver Spring | CR-8.0 | Silver Spring Metro Plaza LP |  | Private | 38.995 | -77.0317 | Building | 226 | 0 |  | 2006-11-13 | 2006-12-13 | Recommended | MD-WSH995 |  | https://s3.amazonaws.com/montgomerycountytfcg/Applications/200611-19.pdf
200611-20 | Clearwire Wireless | Existing building | Colocation | Democracy Plaza II | 131 | 6707 | Democracy Blvd | Bethesda | CR-1.5, C-1.0, R-0.75, H-150 | Rock Spring Properties |  | Private | 39.0231 | -77.1377 | Building | 110.3 | 0 |  | 2006-11-13 | 2006-12-13 | Recommended | MD-WSH073 |  | https://s3.amazonaws.com/montgomerycountytfcg/Applications/200611-20.pdf
200611-18 | Clearwire Wireless | Existing monopole | Colocation | JFK High School | 288 | 1901 | Randolph Rd | Silver Spring | R-90 | Board of Education | School | Public | 39.0676 | -77.0397 | Monopole | 135 | 0 |  | 2006-11-04 | 2006-12-13 | Recommended | MD-WSH040 |  | https://s3.amazonaws.com/montgomerycountytfcg/Applications/200611-18.pdf
200611-16 | Clearwire Wireless | Existing monopole | Colocation | Silver Spring YMCA | 4 | 9800 | Hastings Dr | Silver Spring | R-60 | n |  | Private | 39.0159 | -77.0134 | Monopole | 120 | 0 |  | 2006-11-02 | 2006-12-13 | Recommended | MD-WSH292 |  | https://s3.amazonaws.com/montgomerycountytfcg/Applications/200611-16.pdf
200611-17 | Clearwire Wireless | Existing monopole | Colocation | Bethesda Country Club | 51.01 | 7601 | Bradley Blvd | Bethesda | R-200 | Bethesda Country Club |  | Private | 39.0153 | -77.1501 | Monopole | 150 | 0 |  | 2006-11-02 | 2006-12-13 | Recommended | MD-WSH082 |  | https://s3.amazonaws.com/montgomerycountytfcg/Applications/200611-17.pdf
200611-15 | Clearwire Wireless | Existing monopole | Colocation | Colesville Monopole | 76 | 49 | Randolph Rd | Colesville | NR-0.75 H-45 | A.I. GLENVIEW LLC M & ML PATRIOT LLC ETAL |  | Private | 39.0764 | -77.0028 | Monopole | 150 | 0 |  | 2006-10-30 | 2007-03-07 | Recommended | MD-WSH041 |  | https://s3.amazonaws.com/montgomerycountytfcg/Applications/200611-15.pdf
200611-14 | Clearwire Wireless | Existing monopole | Colocation | Wheaton High School | 299 | 12501 | Dalewood Rd | Silver Spring | R-60 | MCPS | School | Public | 39.0595 | -77.0665 | Monopole | 100 | 0 |  | 2006-10-27 | 2007-06-13 | Recommended | MD-WSH294 |  | https://s3.amazonaws.com/montgomerycountytfcg/Applications/200611-14.pdf
200611-11 | Clearwire Wireless | Existing water tank | Colocation | Colesville Tank | 138 | 2201 | Industrial Pkwy | Silver Spring | CR-1.0 C-1.0 R-0.5 H-220 | WSSC | WSSC | Public | 39.0495 | -76.9633 | Water Tank | 216 | 0 |  | 2006-10-26 | 2006-12-13 | Recommended | MD-WSH053 |  | https://s3.amazonaws.com/montgomerycountytfcg/Applications/200611-11.pdf
200611-12 | Clearwire Wireless | Existing building | Colocation | Pavilion Apts | 31 | 5901 | Montrose Rd | Rockville | CR-4.0 C-0.25 R-4.0 H-190 | CP5 MONTEREY LLC |  | Private | 39.0537 | -77.1189 | Building | 152 | 0 |  | 2006-10-26 | 2006-12-13 | Recommended | MD-WSH056 |  | https://s3.amazonaws.com/montgomerycountytfcg/Applications/200611-12.pdf
200611-13 | Clearwire Wireless | Existing building | Colocation | White Oak Towers Apts | 32 | 11700 | Old Columbia Pike | Silver Spring | R-10 | Old Columbia Pike Ltd. |  | Private | 39.0494 | -76.9805 | Building | 189 | 0 |  | 2006-10-26 | 2006-12-13 | Recommended | MD-WSH057 |  | https://s3.amazonaws.com/montgomerycountytfcg/Applications/200611-13.pdf
200611-09 | Clearwire Wireless | Existing bell tower | Colocation | St. Patrick's Church | 28 | 4101 | Norbeck Rd | Rockville | RE-1 | St. Patrick's Church | Church | Private | 39.1087 | -77.082 | Building | 75 | 0 |  | 2006-10-23 | 2008-05-16 | Withdrawn | MD-WSH024
200611-10 | Clearwire Wireless | Existing water tank | Colocation | Brink Water Tank | 87 | 21701 | Ridge Rd | Germantown | AR | WSSC | WSSC | Public | 39.2126 | -77.238 | Water Tank | 124 | 0 |  | 2006-10-23 | 2006-12-13 | Recommended | MD-WSH003 |  | https://s3.amazonaws.com/montgomerycountytfcg/Applications/200611-10.pdf
200611-07 | Clearwire Wireless | Existing monopole | Colocation | Old Burtonsville VFD | 64 | 15430 | Old Columbia Pike | Burtonsville | CRT-1.5 C-1.0 R-1.25 H-70 | Burtonsville VFD | Fire | Private | 39.1102 | -76.9367 | Monopole | 180 | 0 |  | 2006-10-19 | 2007-01-03 | Recommended | MD-WSH028 |  | https://s3.amazonaws.com/montgomerycountytfcg/Applications/200611-07.pdf
200611-08 | Clearwire Wireless | Existing building | Colocation | Renaissance Plaza Apts | 16 | 14000 | Castle Blvd | Silver Spring | R-20 | Renaissance Plaza Condo |  | Private | 39.0858 | -76.9419 | Building | 100 | 0 |  | 2006-10-19 | 2006-12-13 | Recommended | MD-WSH042 |  | https://s3.amazonaws.com/montgomerycountytfcg/Applications/200611-08.pdf
200611-05 | Sprint/Nextel | Existing church steeple | Colocation | United Church of Christ | 351 | 13421 | Clopper Rd | Germantown | RE-2 | United Church of Christ | Church | Private | 39.1603 | -77.2772 | Building | 25 | 0 |  | 2006-10-18 | 2006-12-13 | Recommended | MD-3746 |  | https://s3.amazonaws.com/montgomerycountytfcg/Applications/200611-05.pdf
200611-06 | Sprint/Nextel | New 100' monopole | New | Verizon CO | 382 | 19420 | Walter Johnson Rd | Germantown | CR-0.5 | Verizon Maryland Inc |  | Private | 39.175 | -77.2703 | Monopole | 100 | 0 |  | 2006-10-18 | 2007-05-01 | Withdrawn | MD3803l
200611-03 | Clearwire Wireless | Existing building | Colocation | Writ Building | 39 | 10400 | Connecticut Ave | Kensington | CRT-2.5 | Knowles Associates |  | Private | 39.0271 | -77.077 | Building | 68 | 0 |  | 2006-10-16 | 2006-12-13 | Recommended | MD-WSH074 |  | https://s3.amazonaws.com/montgomerycountytfcg/Applications/200611-03.pdf
200611-04 | Clearwire Wireless | Existing building | Colocation | Clark Building | 45 | 7500 | Old Georgetown Rd | Bethesda | CR-8.0 | Clark Office Bldg LP |  | Private | 38.985 | -77.0954 | Building | 230 | 0 |  | 2006-10-16 | 2006-12-13 | Recommended | MD-WSH103 |  | https://s3.amazonaws.com/montgomerycountytfcg/Applications/200611-04.pdf
200611-01 | Clearwire Wireless | Existing building | Colocation | Park Montgomery Apts | 26 | 8860 | Piney Branch Rd | Silver Spring | R-H | Park Montgomery Limited Prtnrshp |  | Private | 39.0005 | -76.9917 | Building | 147 | 0 |  | 2006-10-13 | 2006-12-13 | Recommended | MD-WSH091 |  | https://s3.amazonaws.com/montgomerycountytfcg/Applications/200611-01.pdf
200611-02 | Clearwire Wireless | Existing water tank | Colocation | Olney Water Tank | 25 | 17710 | Buehler Rd | Olney | RT-12.5 | WSSC | WSSC | Public | 39.1478 | -77.0644 | Water Tank | 118 | 0 |  | 2006-10-13 | 2007-01-01 | Withdrawn | MD-WSH008
200610-09 | Sprint/Nextel | Existing monopole | Colocation | Grace Fellowship | 276 | 8425 | Damascus Rd | Damascus | AR | Potomac Conf. 7th Day Adventist | Church | Private | 39.2833 | -77.1745 | Monopole | 97 | 0 |  | 2006-10-11 | 2006-11-01 | Recommended | WA33XC241 |  | https://s3.amazonaws.com/montgomerycountytfcg/Applications/200610-09.pdf
200610-10 | T-Mobile | New 120' monopole | New | West Hillandale Swim Club | 381 | 915 | Schindler Dr | Silver Spring | R-90 | West Hillandale Swim Club |  | Private | 39.0283 | -76.9889 | Monopole | 120 | 0 |  | 2006-10-11 | 2007-03-07 | Not recommended | WAN134 |  | https://s3.amazonaws.com/montgomerycountytfcg/Applications/200610-10.pdf
200610-08 | Verizon Wireless | Antenna change out | Minor Modification | Chateau Apartments | 53.02 | 9737 | Mt. Pisgah Rd | Silver Spring | R-H | Hillzo LP |  | Private | 39.0172 | -76.9732 | Building | 162 | 0 |  | 2006-10-10 | 2006-11-01 | Recommended | Chateau |  | https://s3.amazonaws.com/montgomerycountytfcg/Applications/200610-08.pdf
200610-06 | Modeo | Existing monopole | Colocation | Rinaldi Property | 24 | 15700 | Georgia Ave | Olney | R-200 | Patricia V Rinaldi |  | Private | 39.1159 | -77.0745 | Monopole | 120 | 0 |  | 2006-10-09 | 2006-11-01 | Recommended | 510040 |  | https://s3.amazonaws.com/montgomerycountytfcg/Applications/200610-06.pdf
200610-07 | Modeo | Existing monopole | Colocation | Aspen Monopole | 104 | 15710 | New Hampshire Ave | Silver Spring | RE-2 | Michael A. Grodin |  | Private | 39.1161 | -76.9962 | Monopole | 172 | 0 |  | 2006-10-09 | 2006-11-01 | Recommended | 510048 |  | https://s3.amazonaws.com/montgomerycountytfcg/Applications/200610-07.pdf
200610-05 | Sprint/Nextel | Antenna change out | Minor Modification | National 4-H Council Bldg | 44 | 7100 | Connecticut Ave | Chevy Chase | R-60 | National 4-H Council |  | Private | 38.981 | -77.0788 | Building | 36 | 0 |  | 2006-10-06 | 2006-11-01 | Recommended | MD2793 |  | https://s3.amazonaws.com/montgomerycountytfcg/Applications/200610-05.pdf
200610-04 | T-Mobile | New 70' PEPCO pole | New | Pepco 795458-3173 | 380 |  | Bonifant Rd @ Notley Rd | Colesville | R-200 | Pepco | County | Private | 39.0931 | -77.0164 | Utility Pole | 70 | -1 |  | 2006-10-04 | 2007-02-07 | Recommended | WAN234 |  | https://s3.amazonaws.com/montgomerycountytfcg/Applications/200610-04.pdf
200610-03 | Clearwire Wireless | Existing lattice tower | Colocation | Carver Tower | 124 | 2647 | W University Blvd | Silver Spring | CR-5.0 C-4.5 R-4.5 H-130 | Bajwa Property Management LLC |  | Private | 39.0407 | -77.0549 | Tower | 275 | 0 |  | 2006-09-27 | 2006-11-01 | Recommended | MD-WSH065 |  | https://s3.amazonaws.com/montgomerycountytfcg/Applications/200610-03.pdf
200610-02 | T-Mobile | New 110' monopole | New | St. Peter & Paul Church | 379 | 10620 | River Rd | Rockville | RE-2 | St. Peter & Paul Antiochian Orthodox Christian Chu | Church | Private | 39.0236 | -77.22 | Monopole | 110 | 0 |  | 2006-09-21 | 2007-03-15 | Withdrawn | WAN246A
200610-01 | Clearwire Wireless | Existing observation tower | Colocation | Public Svc Training Academy | 7 | 10025 | Darnestown Rd | Rockville | CR-0.75 | Montgomery County | County | Public | 39.0992 | -77.2078 | Building | 78 | 0 |  | 2006-09-18 | 2007-01-31 | Withdrawn | MD-WSH033
200609-08 | Clearwire Wireless | Existing building | Colocation | Claridge House Apts | 179 | 2445 | Lyttonsville Rd | Silver Spring | CRT-1.25, C-0.25, R-1.25, H-150 | C & C Apartments Assoc LP |  | Private | 39 | -77.0525 | Building | 125 | 0 |  | 2006-09-13 | 2006-10-04 | Recommended | MD-WSH089 |  | https://s3.amazonaws.com/montgomerycountytfcg/Applications/200609-08.pdf
200609-11 | Verizon Wireless | New 80' monopole | New | Wesley Grove Church | 248.02 | 23612(AKA 23630) | Woodfield Rd | Gaithersburg | RE-2 | Wesley Grove Church |  | Private | 39.2435 | -77.1875 | Monopine | 80 | 0 |  | 2006-09-13 | 2007-03-07 | Recommended | Woodfield |  | https://s3.amazonaws.com/montgomerycountytfcg/Applications/200609-11.pdf
200609-12 | Clearwire Wireless | Existing lattice tower | Colocation | Montg College Germantown | 153 | 20200 | Observation Dr | Germantown | LSC-2.0 | Board of Comm College Trustees for Montgomery Coun | WSSC | Public | 39.1846 | -77.2499 | Tower | 300 | 0 |  | 2006-09-13 | 2006-10-04 | Recommended | MD-WSH005 |  | https://s3.amazonaws.com/montgomerycountytfcg/Applications/200609-12.pdf
200609-14 | Modeo | Existing building | Colocation | Grosvenor House Apts | 14 | 10101 | Grosvenor Pl | Rockville | R-10 | Grosvenor Park |  | Private | 39.0233 | -77.1044 | Building | 174 | 0 |  | 2006-09-13 | 2006-10-04 | Recommended | Grosvenor House |  | https://s3.amazonaws.com/montgomerycountytfcg/Applications/200609-14.pdf
200609-16 | Clearwire Wireless | Existing building | Colocation | Park Ritchie Apts | 48 | 7600 | Maple Ave | Takoma Park | R-10 | Park Ritchie LLC |  | Private | 38.9839 | -77.008 | Building | 151 | 0 |  | 2006-09-13 | 2006-10-04 | Recommended | MD-WSH110 |  | https://s3.amazonaws.com/montgomerycountytfcg/Applications/200609-16.pdf
200609-17 | Clearwire Wireless | Existing building | Colocation | Chateau Apartments | 53.01 | 9727 | Mt. Pisgah Rd | Silver Spring | R-H | Hillzo LP |  | Private | 39.0168 | -76.9745 | Building | 159 | 0 |  | 2006-09-13 | 2006-10-04 | Recommended | MD-WSH080 |  | https://s3.amazonaws.com/montgomerycountytfcg/Applications/200609-17.pdf
200609-18 | Modeo | Existing monopole | Colocation | Seneca Ayr Farm | 68 | 13100 | Old Baltimore Rd West | Boyds | IL-1.0 H-50 | Linthicum Properties Management LLC | Crown Castle | Private | 39.2124 | -77.2755 | Monopole | 140 | 0 |  | 2006-09-13 | 2006-11-01 | Recommended | West Baltimore Rd |  | https://s3.amazonaws.com/montgomerycountytfcg/Applications/200609-18.pdf
200609-10 | Modeo | Existing monopole | Colocation | Bullis Prep School | 22 | 10601 | Falls Rd | Potomac | RE-2 | The Bullis School Inc. | School | Private | 39.0296 | -77.1945 | Monopole | 130 | 0 |  | 2006-09-12 | 2006-11-01 | Recommended | Falls Road |  | https://s3.amazonaws.com/montgomerycountytfcg/Applications/200609-10.pdf
200609-09 | Modeo | Existing lattice tower | Colocation | Suburban Propane | 143 | 35 | Derwood Cir | Rockville | IM-2.5 H-50 | Suburban Propane |  | Private | 39.1032 | -77.1542 | Tower | 215 | 0 |  | 2006-09-11 | 2006-10-04 | Recommended | Derwood Circle |  | https://s3.amazonaws.com/montgomerycountytfcg/Applications/200609-09.pdf
200609-07 | Clearwire Wireless | Existing building | Colocation | Grosvenor House Apts | 14 | 10101 | Grosvenor Pl | Rockville | R-10 | Grosvenor Park |  | Private | 39.0233 | -77.1044 | Building | 174 | 0 |  | 2006-09-01 | 2006-10-04 | Recommended | MDWSH068 |  | https://s3.amazonaws.com/montgomerycountytfcg/Applications/200609-07.pdf
200609-06 | T-Mobile | Existing transmission tower | Colocation | Pepco 106-N | 378.01 |  | East Village Ave @ Doubleland Rd | Gaithersburg | R-200 | Pepco | Pepco | Private | 39.1866 | -77.169 | Tower | 131 | 0 |  | 2006-08-30 | 2006-12-13 | Recommended | WAN355 |  | https://s3.amazonaws.com/montgomerycountytfcg/Applications/200609-06.pdf
200609-04 | Clearwire Wireless | Existing monopole | Colocation | Milestone | 148 | 1 | Milestone Center Ct | Germantown | CR-2.0 C-1.75 R-0.5 H-125 T | WMMH Building LLC |  | Public | 39.2004 | -77.2591 | Monopole | 150 | 0 |  | 2006-08-25 | 2006-10-04 | Recommended | MD-WSH002 |  | https://s3.amazonaws.com/montgomerycountytfcg/Applications/200609-04.pdf
200609-05 | Clearwire Wireless | Existing lattice tower | Colocation | Pinnacle Towers | 21 | 5202 | River Rd | Bethesda | IM-2.5 H-50 | Pinnacle Towers Inc |  | Private | 38.9639 | -77.1047 | Tower | 744.5 | 0 |  | 2006-08-25 | 2006-10-04 | Recommended | MD-WSH123 |  | https://s3.amazonaws.com/montgomerycountytfcg/Applications/200609-05.pdf
200609-03 | Clearwire Wireless | Existing monopole | Colocation | Baptist Home | 147 | 6301 | Greentree Rd | Bethesda | R-60 | Baptist Home for Children |  | Private | 39.0026 | -77.1273 | Monopole | 120 | 0 |  | 2006-08-21 | 2007-03-07 | Recommended | MD-WSH087 |  | https://s3.amazonaws.com/montgomerycountytfcg/Applications/200609-03.pdf
200609-01 | Clearwire Wireless | Existing lattice tower | Colocation | Kenwood Country Club | 30 | 5601 | River Rd | Bethesda | R-90 | Kenwood Country Club |  | Private | 38.9766 | -77.1142 | Tower | 230 | 0 |  | 2006-08-18 | 2006-12-13 | Recommended | MD-WSH116 |  | https://s3.amazonaws.com/montgomerycountytfcg/Applications/200609-01.pdf
200609-02 | Sprint/ Nextel | Existing building | Colocation | Blair Office Building | 101 | 8380 | Colesville Rd | Silver Spring | CR-5.0 | Blair Office Building LLC |  | Private | 38.9929 | -77.0329 | Building | 101 | 0 |  | 2006-08-18 | 2006-10-04 | Recommended | DC2974D |  | https://s3.amazonaws.com/montgomerycountytfcg/Applications/200609-02.pdf
200608-23 | Verizon Wireless | Existing water tank | Colocation | Brink Water Tank | 87 | 21701 | Ridge Rd | Germantown | AR | WSSC | WSSC | Public | 39.2126 | -77.238 | Water Tank | 124 | 0 |  | 2006-08-16 | 2006-10-04 | Recommended | Goshen |  | https://s3.amazonaws.com/montgomerycountytfcg/Applications/200608-23.pdf
200608-22 | T-Mobile | New 70' Verizon pole | New | Galway Pole | 377 |  | Kilkenny St and Galway Rd | Silver Spring | ROW | Montgomery County ROW | County | Private | 39.0644 | -76.945 | Utility Pole | 70 | -1 |  | 2006-08-15 | 2007-01-03 | Recommended | WAN285 |  | https://s3.amazonaws.com/montgomerycountytfcg/Applications/200608-22.pdf
200608-21 | T-Mobile | Existing monopole | Colocation | Springbrook High School | 373 | 201 | Valley Brook Dr | Silver Spring | R-200 | Board of Education | School | Public | 39.0583 | -77.0081 | Monopole | 99 | 0 |  | 2006-08-14 | 2006-10-04 | Recommended | 7WAN488A |  | https://s3.amazonaws.com/montgomerycountytfcg/Applications/200608-21.pdf
200608-18 | Clearwire Wireless | Existing Building | Colocation | Rock Creek Terrace Apts | 8 | 12630 | Veirs Mill Rd | Rockville | R-10 | Rock Creek Terrace LP |  | Private | 39.0631 | -77.0964 | Building | 153 | 0 |  | 2006-08-07 | 2006-09-06 | Recommended | MD-WSH045 |  | https://s3.amazonaws.com/montgomerycountytfcg/Applications/200608-18.pdf
200608-19 | Clearwire Wireless | Existing Nextel monopole | Colocation | Tri-State Stone Quarry | 20 | 8200 | Seven Locks Rd | Bethesda | R-200 | Ben Porto & Son LTD |  | Private | 38.9887 | -77.1614 | Monopole | 154 | 0 |  | 2006-08-07 | 2006-09-06 | Recommended | MD-WSH099 |  | https://s3.amazonaws.com/montgomerycountytfcg/Applications/200608-19.pdf
200608-20 | Clearwire Wireless | Existing building | Colocation | Warrwick Tower | 376 | 1111 | University Blvd | Silver Spring | R-H | Vista Management |  | Private | 39.0364 | -77.0272 | Building | 124 | 0 |  | 2006-08-07 | 2006-10-04 | Recommended | MD-WSH070 |  | https://s3.amazonaws.com/montgomerycountytfcg/Applications/200608-20.pdf
200608-10 | Clearwire Wireless | Existing lattice tower | Colocation | Kruhm Farm Tower | 118 | 16001 | Kruhm Rd | Burtonsville | RC | Fred Kruhm |  | Private | 39.1217 | -76.9453 | Tower | 190 | 0 |  | 2006-08-03 | 2006-09-06 | Recommended | MD-WSH019 |  | https://s3.amazonaws.com/montgomerycountytfcg/Applications/200608-10.pdf
200608-11 | Clearwire Wireless | Existing monopole | Colocation | Gate of Heaven | 116 | 13801 | Georgia Ave | Silver Spring | RE-2 | ROMAN CATHOLIC ARCHDIOCESE OF WASHINGTON |  | Private | 39.0877 | -77.0706 | Monopole | 190.5 | 0 |  | 2006-08-03 | 2006-09-06 | Recommended | MD-WSH036 |  | https://s3.amazonaws.com/montgomerycountytfcg/Applications/200608-11.pdf
200608-12 | Clearwire Wireless | Existing BAM monopole | Colocation | Bullis Prep School | 22 | 10601 | Falls Rd | Potomac | RE-2 | The Bullis School Inc. | School | Private | 39.0296 | -77.1945 | Monopole | 130 | 0 |  | 2006-08-03 | 2006-09-06 | Recommended | MD-WSH071 |  | https://s3.amazonaws.com/montgomerycountytfcg/Applications/200608-12.pdf
200608-13 | Clearwire Wireless | Existing lattice tower | Colocation | Izaak Walton League | 6 | 18301 | Waring Station Rd | Germantown | R-200 | Izaak Walton League |  | Private | 39.1551 | -77.2535 | Tower | 224 | 0 |  | 2006-08-03 | 2006-09-06 | Recommended | MD-WSH011 |  | https://s3.amazonaws.com/montgomerycountytfcg/Applications/200608-13.pdf
200608-14 | Clearwire Wireless | Existing monopole | Colocation | Leaman Property | 86 | 13820 | Clopper Rd | Boyds | R-200 | American Tower Asset Sub 2 LLC |  | Private | 39.1652 | -77.2908 | Monopole | 125 | 0 |  | 2006-08-03 | 2006-09-06 | Recommended | MD-WSH007 |  | https://s3.amazonaws.com/montgomerycountytfcg/Applications/200608-14.pdf
200608-15 | Clearwire Wireless | Existing building | Colocation | Washingtonian | 181 | 9701 | Fields Rd | Gaithersburg | R-10 | Washingtonian Tower Condominium Inc. |  | Private | 39.1149 | -77.1994 | Building | 235 | 0 |  | 2006-08-03 | 2006-09-06 | Recommended | MD-WSH022 |  | https://s3.amazonaws.com/montgomerycountytfcg/Applications/200608-15.pdf
200608-16 | Clearwire Wireless | Existing monopole | Colocation | Pyle Property | 190 | 211 | Ednor Rd | Silver Spring | RE-2 | Helen Pyle et al |  | Private | 39.1252 | -77.0182 | Monopole | 162 | 0 |  | 2006-08-03 | 2006-09-06 | Recommended | MD-WSH018 |  | https://s3.amazonaws.com/montgomerycountytfcg/Applications/200608-16.pdf
200608-17 | Clearwire Wireless | Existing monopole | Colocation | Argyle Country Club | 111 | 14600 | Argyle Club Rd | Silver Spring | RE-2 | Argyle Land Company |  | Private | 39.0961 | -77.0526 | Monopole | 125 | 0 |  | 2006-08-03 | 2006-09-06 | Recommended | MD-WSH031 |  | https://s3.amazonaws.com/montgomerycountytfcg/Applications/200608-17.pdf
200608-09 | T-Mobile | Existing building | Colocation | Arcola Towers | 374 | 1135 | University Blvd | Silver Spring | R-H | Arcola Towers Rad Limited Partnership | County | Public | 39.0388 | -77.0306 | Building | 122 | 0 |  | 2006-07-28 | 2006-09-06 | Recommended | WAN139F |  | https://s3.amazonaws.com/montgomerycountytfcg/Applications/200608-09.pdf
200608-03 | Clearwire Wireless | Existing tower | Colocation | Suburban Propane | 143 | 35 | Derwood Cir | Rockville | IM-2.5 H-50 | Suburban Propane |  | Private | 39.1032 | -77.1542 | Tower | 215 | 0 |  | 2006-07-21 | 2006-09-06 | Recommended | MDWSH025 |  | https://s3.amazonaws.com/montgomerycountytfcg/Applications/200608-03.pdf
200608-04 | Clearwire Wireless | Existing monopole | Colocation | Aspen Monopole | 104 | 15710 | New Hampshire Ave | Silver Spring | RE-2 | Michael A. Grodin |  | Private | 39.1161 | -76.9962 | Monopole | 172 | 0 |  | 2006-07-21 | 2006-09-06 | Recommended | MD-WSH020 |  | https://s3.amazonaws.com/montgomerycountytfcg/Applications/200608-04.pdf
200608-05 | Clearwire Wireless | Existing Sprint monopole | Colocation | Oakmont Monopole | 3 | 16801 | Oakmont Ave | Gaithersburg | IM-2.5 H-50 | 16801 Oakmont Avenue LLC |  | Private | 39.1315 | -77.174 | Monopole | 191 | 0 |  | 2006-07-21 | 2006-10-04 | Recommended | MD-WSH017A |  | https://s3.amazonaws.com/montgomerycountytfcg/Applications/200608-05.pdf
200608-06 | Clearwire Wireless | Existing BAM monopole | Colocation | Knights of Columbus | 13.01 | 17001 | Overhill Rd | Derwood | RE-1 | MONTG CNCL K C BLDG CORP |  | Private | 39.1347 | -77.1418 | Monopole | 173 | 0 |  | 2006-07-21 | 2006-09-06 | Recommended | MD-WSH015 |  | https://s3.amazonaws.com/montgomerycountytfcg/Applications/200608-06.pdf
200608-07 | Clearwire Wireless | Existing monopole | Colocation | Sandy Spring VFD 40 | 117 | 16911 | Georgia Ave | Olney | RE-2 | Sandy Spring Vol. Fire Dept. | Fire | Private | 39.1336 | -77.068 | Monopole | 150 | 0 |  | 2006-07-21 | 2006-09-06 | Recommended | MD-WSH016A |  | https://s3.amazonaws.com/montgomerycountytfcg/Applications/200608-07.pdf
200608-08 | Clearwire Wireless | Existing monopole | Colocation | Airpark Industrial Center | 83 | 7707 | Airpark Rd | Gaithersburg | IL-1.0 H-50 | Crown Atlantic Co LLC |  | Private | 39.1715 | -77.1578 | Monopole | 120 | 0 |  | 2006-07-21 | 2006-09-06 | Recommended | MD-WSH006 |  | https://s3.amazonaws.com/montgomerycountytfcg/Applications/200608-08.pdf
200608-02 | Sprint/Nextel | Cabinet change-out | Minor Modification | Colesville Monopole | 76 | 49 | Randolph Rd | Colesville | NR-0.75 H-45 | A.I. GLENVIEW LLC M & ML PATRIOT LLC ETAL |  | Private | 39.0764 | -77.0028 | Monopole | 150 | 0 |  | 2006-07-18 | 2007-03-07 | Not recommended | MD0586 |  | https://s3.amazonaws.com/montgomerycountytfcg/Applications/200608-02.pdf
200608-01 | Sprint/Nextel | Cabinet change-out | Minor Modification | Battery Park | 145 | 7979 | Old Georgetown Rd | Bethesda | CR-3.0 | Jamal's 7979 LLC |  | Private | 38.9893 | -77.1012 | Building | 120 | 0 |  | 2006-07-13 | 2006-10-04 | Recommended | MD0672 |  | https://s3.amazonaws.com/montgomerycountytfcg/Applications/200608-01.pdf
200607-02 | T-Mobile | Existing building | Colocation | Turnberry Courts | 371 | 3005 | Leisure World Blvd S | Silver Spring | PRC | Turnbery Courts at Leisure World |  | Private | 39.1044 | -77.0594 | Building | 90 | 0 |  | 2006-06-21 | 2006-07-12 | Withdrawn | WAN490
200607-07 | FiberTower Corp. | Existing Monopole | Colocation | Oakmont Monopole | 3 | 16801 | Oakmont Ave | Gaithersburg | IM-2.5 H-50 | 16801 Oakmont Avenue LLC |  | Private | 39.1315 | -77.174 | Monopole | 191 | 0 |  | 2006-06-08 | 2006-07-12 | Recommended | FTX1071644 |  | https://s3.amazonaws.com/montgomerycountytfcg/Applications/200607-07.pdf
200607-01 | Cingular Wireless | Existing monopole | Colocation | Tewksbury Manor | 270 | 5600 | Sundown Rd | Gaithersburg | AR | Mikaehl and Sonia Bagherian |  | Private | 39.214 | -77.1046 | Monopole | 149 | 0 |  | 2006-06-02 | 2006-07-12 | Recommended | 3186-Unity |  | https://s3.amazonaws.com/montgomerycountytfcg/Applications/200607-01.pdf
200607-03 | Sprint/Nextel | New 83' monopole | New | Neelsville Middle School | 368 | 11700 | Neelsville Church Rd | Germantown | R-200 | MCPS | School | Public | 39.1933 | -77.2411 | Monopole | 83 | 0 |  | 2006-06-01 | 2007-12-06 | Recommended | MD3802 |  | https://s3.amazonaws.com/montgomerycountytfcg/Applications/200607-03.pdf
200607-05 | T-Mobile | Existing building | Colocation | Leafy House | 370 | 10000 | Brunswick Ave | Silver Spring | R-60 | Victory Forest LP | County | Public | 39.0199 | -77.0572 | Building | 53 | 0 |  | 2006-05-23 | 2006-07-12 | Recommended | WAN486 |  | https://s3.amazonaws.com/montgomerycountytfcg/Applications/200607-05.pdf
200606-01 | T-Mobile | Antenna change out | Minor Modification | National 4-H Council Bldg | 44 | 7100 | Connecticut Ave | Chevy Chase | R-60 | National 4-H Council |  | Private | 38.981 | -77.0788 | Building | 36 | 0 |  | 2006-05-17 | 2006-06-07 | Recommended | WAN008 |  | https://s3.amazonaws.com/montgomerycountytfcg/Applications/200606-01.pdf
200606-13 | FiberTower Corp. | Existing monopole | Colocation | MDOT-Rockville | 73 |  | I-270 & Montrose Rd | Rockville | R-90 | MDOT / State Hwy Admin. | State | Public | 39.0579 | -77.1537 | Monopole | 140 | -1 |  | 2006-05-17 | 2006-06-07 | Withdrawn | FTX1075755
200606-14 | Cingular Wireless | Antenna change out | Minor Modification | Choice International | 29 | 10750 | Columbia Pike | Silver Spring | CRT-2.25 C-1.5 R-0.75 H-45 | VREC III LO COLESVILLE MEDICAL MOB LLC |  | Private | 39.0324 | -77.0045 | Building | 85 | 0 |  | 2006-05-17 | 2006-06-07 | Recommended | Choice Int'l |  | https://s3.amazonaws.com/montgomerycountytfcg/Applications/200606-14.pdf
200606-11 | T-Mobile | Existing building | Colocation | Wildwood Medical Center | 367 | 10401 | Old Georgetown Rd | Bethesda | CRT-1.25 | Wildwood Medical Center |  | Private | 39.0265 | -77.1251 | Building | 50 | 0 |  | 2006-05-12 | 2006-06-07 | Recommended | WAN106 |  | https://s3.amazonaws.com/montgomerycountytfcg/Applications/200606-11.pdf
200606-12 | T-Mobile | New 125' monopole | New | Walt Whitman High School | 194 | 7100 | Whittier Blvd | Bethesda | R-90 | MCPS | School | Public | 38.9788 | -77.129 | Monopole | 75 | 0 |  | 2006-05-12 | 2007-01-29 | Withdrawn | WAN267
200606-08 | T-Mobile | Existing building | Colocation | Mill Creek Methodist Church | 256 | 7101 | Horizon Terr | Derwood | R-200 | Mill Creek Parish Methodist Ch. | Church | Private | 39.1469 | -77.1425 | Building | 102 | 0 |  | 2006-05-11 | 2006-07-12 | Recommended | WAN492 |  | https://s3.amazonaws.com/montgomerycountytfcg/Applications/200606-08.pdf
200606-09 | Sprint/Nextel | Existing building | Colocation | Grosvenor House Apts | 14 | 10101 | Grosvenor Pl | Rockville | R-10 | Grosvenor Park |  | Private | 39.0233 | -77.1044 | Building | 174 | 0 |  | 2006-05-11 | 2006-06-07 | Recommended | MD0566 |  | https://s3.amazonaws.com/montgomerycountytfcg/Applications/200606-09.pdf
200606-10 | Sprint/Nextel | Existing building | Colocation | Writ Building | 39 | 10400 | Connecticut Ave | Kensington | CRT-2.5 | Knowles Associates |  | Private | 39.0271 | -77.077 | Building | 68 | 0 |  | 2006-05-05 | 2006-05-21 | Withdrawn | MD0888
200606-07 | T-Mobile | Existing monopole | Colocation | Extra Space Storage | 350 | 19500 | Frederick Rd | Germantown | GR-1.5 H-45 | Extra Space Properties 131 LLC |  | Private | 39.1755 | -77.24 | Monopole | 120 | 0 |  | 2006-05-02 | 2006-06-07 | Recommended | WAN511 |  | https://s3.amazonaws.com/montgomerycountytfcg/Applications/200606-07.pdf
200606-06 | Sprint/Nextel | Existing tower | Colocation | MC Correctional Facility | 196 | 22880 | Whelan Ln | Boyds | EOF-0.75 | Montgomery County | County | Public | 39.2397 | -77.2931 | Tower | 250 | 0 |  | 2006-04-28 | 2006-07-12 | Withdrawn | MD3796 Whelan
200606-04 | Sprint/Nextel | Antenna change out | Minor Modification | Bradley Water Tank 1 | 72.01 | 5603 | Radnor Rd | Bethesda | R-90 | WSSC | WSSC | Public | 38.9804 | -77.1137 | Water Tank | 108 | 0 |  | 2006-04-20 | 2007-01-01 | Withdrawn | MD0504 Kenwood Park
200606-05 | T-Mobile | Existing church cupola | Colocation | Potomac United Meth. Church | 366 | 10300 | Falls Rd | Potomac | R-200 | Potomac United Meth. Church | Church | Private | 39.0258 | -77.2058 | Building | 47 | 0 |  | 2006-04-20 | 2006-06-07 | Recommended | WAN366 |  | https://s3.amazonaws.com/montgomerycountytfcg/Applications/200606-05.pdf
200606-02 | FiberTower Corp. | Existing Obsv. Tower Bldg | Colocation | Public Svc Training Academy | 7 | 10025 | Darnestown Rd | Rockville | CR-0.75 | Montgomery County | County | Public | 39.0992 | -77.2078 | Building | 78 | 0 |  | 2006-04-14 | 2006-06-07 | Recommended | FTX10755010 |  | https://s3.amazonaws.com/montgomerycountytfcg/Applications/200606-02.pdf
200606-03 | FiberTower Corp. | Existing monopole | Colocation | Rinaldi Property | 24 | 15700 | Georgia Ave | Olney | R-200 | Patricia V Rinaldi |  | Private | 39.1159 | -77.0745 | Monopole | 120 | 0 |  | 2006-04-14 | 2006-06-07 | Recommended | FTX1055261 |  | https://s3.amazonaws.com/montgomerycountytfcg/Applications/200606-03.pdf
200605-13 | Sprint/Nextel | Existing lattice tower | Colocation | Carver Tower | 124 | 2647 | W University Blvd | Silver Spring | CR-5.0 C-4.5 R-4.5 H-130 | Bajwa Property Management LLC |  | Private | 39.0407 | -77.0549 | Tower | 275 | 0 |  | 2006-04-12 | 2006-05-04 | Recommended | MD3812 Wheaton Hills |  | https://s3.amazonaws.com/montgomerycountytfcg/Applications/200605-13.pdf
200605-19 | T-Mobile | Existing transmission tower | Colocation | Pepco 646-S | 365.02 | 9817 | Betteker Ln | Potomac | R-200 | Pepco | Pepco | Private | 39.0586 | -77.2014 | Tower | 131 | 0 |  | 2006-04-12 | 2006-05-04 | Recommended | WAN512 |  | https://s3.amazonaws.com/montgomerycountytfcg/Applications/200605-19.pdf
200605-18 | T-Mobile | Existing transmission tower | Colocation | Pepco 683-E | 600 | 18300B | Bowie Mill Rd | Olney | RE-1 | Pepco |  | Private | 39.1563 | -77.0922 | Tower | 134 | 0 |  | 2006-04-11 | 2006-05-04 | Recommended | WAN491 |  | https://s3.amazonaws.com/montgomerycountytfcg/Applications/200605-18.pdf
200605-01 | T-Mobile | Antenna change out | Minor Modification | Summit Hills Apartments | 58 | 8484 | 16th St | Silver Spring | CR-2.5 C-0.25 R-2.5 H-145 | Summit Hills LLC |  | Private | 38.9951 | -77.037 | Building | 98.8 | 0 |  | 2006-04-05 | 2006-05-04 | Recommended | WAN059 |  | https://s3.amazonaws.com/montgomerycountytfcg/Applications/200605-01.pdf
200605-02 | Cingular Wireless | Antenna change out | Minor Modification | Northwood High School | 192 | 919 | University Blvd | Silver Spring | R-60 | Board of Education | School | Public | 39.0366 | -77.0223 | Monopole | 110 | 0 |  | 2006-04-05 | 2006-05-04 | Recommended | Springbrook-Northwood |  | https://s3.amazonaws.com/montgomerycountytfcg/Applications/200605-02.pdf
200605-03 | Cingular Wireless | Antenna change out | Minor Modification | Westlake Towers | 155 | 7420 | Westlake Terr | Bethesda | R-H | Westlake Park Condo |  | Private | 39.026 | -77.1508 | Building | 144.5 | 0 |  | 2006-04-05 | 2006-05-04 | Recommended | Tilden Park |  | https://s3.amazonaws.com/montgomerycountytfcg/Applications/200605-03.pdf
200605-04 | Cingular Wireless | Antenna change out | Minor Modification | Wessling | 310 | 6931 | Arlington Rd | Bethesda | CRT-2.25 | Greater Northest LLC |  | Private | 38.9785 | -77.0981 | Building | 55 | 0 |  | 2006-04-05 | 2006-05-04 | Recommended | Wessling |  | https://s3.amazonaws.com/montgomerycountytfcg/Applications/200605-04.pdf
200605-05 | Cingular Wireless | Antenna change out | Minor Modification | St. Patrick's Church | 28 | 4101 | Norbeck Rd | Rockville | RE-1 | St. Patrick's Church | Church | Private | 39.1087 | -77.082 | Building | 75 | 0 |  | 2006-04-05 | 2006-05-04 | Recommended | St. Patricks Church |  | https://s3.amazonaws.com/montgomerycountytfcg/Applications/200605-05.pdf
200605-06 | Cingular Wireless | Antenna change out | Minor Modification | Sarem Farm | 50 | 15901 | Columbia Pike | Burtonsville | RC | Jennifer Sarem |  | Private | 39.118 | -76.9292 | Monopole | 150 | 0 |  | 2006-04-05 | 2006-05-04 | Recommended | Sarem Farm |  | https://s3.amazonaws.com/montgomerycountytfcg/Applications/200605-06.pdf
200605-07 | Cingular Wireless | Antenna change out | Minor Modification | White Oak Towers Apts | 32 | 11700 | Old Columbia Pike | Silver Spring | R-10 | Old Columbia Pike Ltd. |  | Private | 39.0494 | -76.9805 | Building | 189 | 0 |  | 2006-04-05 | 2006-05-04 | Recommended | Carridge House Dr |  | https://s3.amazonaws.com/montgomerycountytfcg/Applications/200605-07.pdf
200605-08 | Cingular Wireless | Antenna change out | Minor Modification | Tri-State Stone Quarry | 20 | 8200 | Seven Locks Rd | Bethesda | R-200 | Ben Porto & Son LTD |  | Private | 38.9887 | -77.1614 | Monopole | 154 | 0 |  | 2006-04-05 | 2006-05-04 | Recommended | Lilly Stone |  | https://s3.amazonaws.com/montgomerycountytfcg/Applications/200605-08.pdf
200605-09 | Cingular Wireless | Antenna change out | Minor Modification | Pepco 85-L | 223.01 | 0 | Georgia Ave | Brookeville | AR | Pepco | Pepco | Private | 39.226 | -77.0595 | Tower | 150 | 0 |  | 2006-04-05 | 2006-05-04 | Recommended | Sapling Ridge |  | https://s3.amazonaws.com/montgomerycountytfcg/Applications/200605-09.pdf
200605-10 | Cingular Wireless | Antenna change out | Minor Modification | Bullis Prep School | 22 | 10601 | Falls Rd | Potomac | RE-2 | The Bullis School Inc. | School | Private | 39.0296 | -77.1945 | Monopole | 130 | 0 |  | 2006-04-05 | 2006-05-04 | Recommended | Nantucket Pl |  | https://s3.amazonaws.com/montgomerycountytfcg/Applications/200605-10.pdf
200605-11 | Cingular Wireless | Antenna change out | Minor Modification | Pepco 652-S | 74 | 12200 | Falls Rd | Rockville | R-200 | Pepco | Pepco | Private | 39.0548 | -77.1813 | Tower | 148 | 0 |  | 2006-04-05 | 2006-05-04 | Recommended | Mistwood |  | https://s3.amazonaws.com/montgomerycountytfcg/Applications/200605-11.pdf
200605-12 | Sprint/Nextel | Antenna change out | Minor Modification | Berkshire Towers | 42.01 | 11235 | Oak Leaf Dr | Silver Spring | R-10 | Enclave Holdings LLC Nonconnah Holdings LLC |  | Private | 39.0413 | -76.9934 | Building | 165 | 0 |  | 2006-03-31 | 2006-05-04 | Recommended | MD0413 White Oak |  | https://s3.amazonaws.com/montgomerycountytfcg/Applications/200605-12.pdf
200605-14 | T-Mobile | Existing transmission tower | Colocation | Pepco 655-N | 364 | 8406 | Postoak Rd | Potomac | R-90 | Pepco | Pepco | Private | 39.0517 | -77.1731 | Tower | 121 | 0 |  | 2006-03-31 | 2006-05-04 | Recommended | WAN367 |  | https://s3.amazonaws.com/montgomerycountytfcg/Applications/200605-14.pdf
200605-15 | Sprint/Nextel | Antenna change out | Minor Modification | Pepco 627-S | 187 | 14201 | Quince Orchard Rd | Gaithersburg | R-200 | Pepco | Pepco | Private | 39.0859 | -77.249 | Tower | 132 | 0 |  | 2006-03-31 | 2006-05-04 | Recommended | MD2433 Travilah |  | https://s3.amazonaws.com/montgomerycountytfcg/Applications/200605-15.pdf
200605-16 | Sprint/Nextel | Antenna change out | Minor Modification | Pepco 100-S | 225 | 20000 blk | Goshen Rd & Rothbury Dr | Gaithersburg | R-200 | Pepco | Pepco | Private | 39.1841 | -77.1881 | Tower | 134 | 0 |  | 2006-03-31 | 2006-06-07 | Recommended | MD0947 Browns Station |  | https://s3.amazonaws.com/montgomerycountytfcg/Applications/200605-16.pdf
200605-17 | Sprint/Nextel | Antenna change out | Minor Modification | Argyle Country Club | 111 | 14600 | Argyle Club Rd | Silver Spring | RE-2 | Argyle Land Company |  | Private | 39.0961 | -77.0526 | Monopole | 125 | 0 |  | 2006-03-31 | 2006-05-04 | Recommended | MD0772 Layhill |  | https://s3.amazonaws.com/montgomerycountytfcg/Applications/200605-17.pdf
200604-42 | Sprint/Nextel | New 100' monopole | New | WSSC Pumping Station | 315 | 8606 | Snouffers School Rd | Gaithersburg | R-200 | WSSC | WSSC | Public | 39.1694 | -77.1771 | Monopole | 100 | 0 |  | 2006-03-15 | 2006-05-04 | Withdrawn | WSSC Pumping Station
200604-43 | Verizon Wireless | Existing monopole | Colocation | Old Burtonsville VFD | 64 | 15430 | Old Columbia Pike | Burtonsville | CRT-1.5 C-1.0 R-1.25 H-70 | Burtonsville VFD | Fire | Private | 39.1102 | -76.9367 | Monopole | 180 | 0 |  | 2006-03-15 | 2006-05-04 | Recommended | Fairland Heights |  | https://s3.amazonaws.com/montgomerycountytfcg/Applications/200604-43.pdf
200604-25 | T-Mobile | New 99' light pole/monopole | New | Charles Drew ES | 361 | 1200 | Swingingdale Dr | Silver Spring | RE-2C | MCPS | School | Public | 39.0908 | -76.9872 | Monopole | 99 | 0 |  | 2006-03-14 | 2006-05-04 | Recommended | WAN233 |  | https://s3.amazonaws.com/montgomerycountytfcg/Applications/200604-25.pdf
200604-27 | FiberTower Corp. | Existing monopole | Colocation | Laytonsville | 321 | 4301 | Brookeville Rd | Brookeville | AR | Jane C Maller, Trustee |  | Private | 39.184 | -77.0815 | Monopole | 182 | 0 |  | 2006-03-14 | 2006-04-05 | Recommended | FTX1031073 |  | https://s3.amazonaws.com/montgomerycountytfcg/Applications/200604-27.pdf
200604-28 | FiberTower Corp. | Existing monopole | Colocation | Aspen Monopole | 104 | 15710 | New Hampshire Ave | Silver Spring | RE-2 | Michael A. Grodin |  | Private | 39.1161 | -76.9962 | Monopole | 172 | 0 |  | 2006-03-14 | 2006-04-05 | Recommended | FTX1022219 |  | https://s3.amazonaws.com/montgomerycountytfcg/Applications/200604-28.pdf
200604-30 | FiberTower Corp. | Existing lattice tower | Colocation | Izaak Walton League | 6 | 18301 | Waring Station Rd | Germantown | R-200 | Izaak Walton League |  | Private | 39.1551 | -77.2535 | Tower | 224 | 0 |  | 2006-03-14 | 2006-04-05 | Recommended | FTX1055518 |  | https://s3.amazonaws.com/montgomerycountytfcg/Applications/200604-30.pdf
200604-31 | FiberTower Corp. | Existing lattice tower | Colocation | Carver Tower | 124 | 2647 | W University Blvd | Silver Spring | CR-5.0 C-4.5 R-4.5 H-130 | Bajwa Property Management LLC |  | Private | 39.0407 | -77.0549 | Tower | 275 | 0 |  | 2006-03-14 | 2006-04-05 | Recommended | FTX1094783 |  | https://s3.amazonaws.com/montgomerycountytfcg/Applications/200604-31.pdf
200604-32 | FiberTower Corp. | Existing tower | Colocation | Haights Branch Tower | 112 | 5229 | Damascus Rd | Gaithersburg | AR | LECHLIDER DOUGLAS E & ROBIN L |  | Private | 39.2431 | -77.101 | Tower | 225 | 0 |  | 2006-03-14 | 2006-04-05 | Recommended | FTX1031066 |  | https://s3.amazonaws.com/montgomerycountytfcg/Applications/200604-32.pdf
200604-33 | FiberTower Corp. | Existing monopole | Colocation | Argyle Country Club | 111 | 14600 | Argyle Club Rd | Silver Spring | RE-2 | Argyle Land Company |  | Private | 39.0961 | -77.0526 | Monopole | 125 | 0 |  | 2006-03-14 | 2006-04-05 | Recommended | FTX1031055 |  | https://s3.amazonaws.com/montgomerycountytfcg/Applications/200604-33.pdf
200604-34 | FiberTower Corp. | Existing lattice tower | Colocation | Kruhm Farm Tower | 118 | 16001 | Kruhm Rd | Burtonsville | RC | Fred Kruhm |  | Private | 39.1217 | -76.9453 | Tower | 190 | 0 |  | 2006-03-14 | 2006-04-05 | Recommended | FTX1031028 |  | https://s3.amazonaws.com/montgomerycountytfcg/Applications/200604-34.pdf
200604-35 | FiberTower Corp. | Existing monopole | Colocation | Barnhart Property | 220 | 24000 | Laytonsville Rd | Gaithersburg | AR | Ruppert Family 2012 Trust |  | Private | 39.2495 | -77.1449 | Monopole | 125 | 0 |  | 2006-03-14 | 2006-04-05 | Recommended | FTX1021346 |  | https://s3.amazonaws.com/montgomerycountytfcg/Applications/200604-35.pdf
200604-36 | FiberTower Corp. | Existing monopole | Colocation | Super Fresh Shopping Ctr. | 52 | 3901 | Aspen Hill Rd | Silver Spring | CRT-2.25 C-1.5 R-0.75 H-75 | LDG Inc |  | Private | 39.0821 | -77.079 | Monopole | 116 | 0 |  | 2006-03-14 | 2006-04-05 | Recommended | FTX1055393 |  | https://s3.amazonaws.com/montgomerycountytfcg/Applications/200604-36.pdf
200604-37 | FiberTower Corp. | Existing building | Colocation | Schlesinger Building | 250 | 3720 | Farragut Ave | Kensington | CRT-1.5 C-1.0 R-1.0 H-45 | FARRAGUT BT LLC |  | Private | 39.0317 | -77.0743 | Building | 58 | 0 |  | 2006-03-14 | 2006-04-05 | Recommended | FTX1094779 |  | https://s3.amazonaws.com/montgomerycountytfcg/Applications/200604-37.pdf
200604-38 | FiberTower Corp. | Existing monopole | Colocation | McDonnell Property | 93.01 | 20315 | Georgia Ave | Brookeville | RC | Timothy McDonnell |  | Private | 39.1899 | -77.0607 | Monopole | 188 | 0 |  | 2006-03-14 | 2006-04-05 | Recommended | FTX1031159 |  | https://s3.amazonaws.com/montgomerycountytfcg/Applications/200604-38.pdf
200604-09 | Cingular Wireless | Antenna change out | Minor Modification | Pepco 674-W | 170.01 | 5200 | Olney-Laytonsville Rd | Olney | RE-1 | Pepco | Pepco | Private | 39.1798 | -77.1048 | Tower | 150 | 0 |  | 2006-03-13 | 2006-04-05 | Recommended | Bellchase Dr/PEPCO Brookville Power Lines |  | https://s3.amazonaws.com/montgomerycountytfcg/Applications/200604-09.pdf
200604-10 | Cingular Wireless | Antenna change out | Minor Modification | Olney Water Tank | 25 | 17710 | Buehler Rd | Olney | RT-12.5 | WSSC | WSSC | Public | 39.1478 | -77.0644 | Water Tank | 118 | 0 |  | 2006-03-13 | 2006-04-05 | Recommended | Spartan/WSSC Olney |  | https://s3.amazonaws.com/montgomerycountytfcg/Applications/200604-10.pdf
200604-11 | Cingular Wireless | Antenna change out | Minor Modification | Kenwood Country Club | 30 | 5601 | River Rd | Bethesda | R-90 | Kenwood Country Club |  | Private | 38.9766 | -77.1142 | Tower | 230 | 0 |  | 2006-03-13 | 2006-04-05 | Recommended | Radnor Rd/Kenwood Country Club |  | https://s3.amazonaws.com/montgomerycountytfcg/Applications/200604-11.pdf
200604-12 | Cingular Wireless | Antenna change out | Minor Modification | Takoma Tower | 27 | 7051 | Carroll Ave | Takoma Park | NR-0.75 H-50 | Takoma Tower LP | County | Public | 38.9747 | -77.0105 | Building | 109.1 | 0 |  | 2006-03-13 | 2006-04-05 | Recommended | Tulip/Takoma Tower |  | https://s3.amazonaws.com/montgomerycountytfcg/Applications/200604-12.pdf
200604-13 | Cingular Wireless | Antenna change out | Minor Modification | Seneca Ayr Farm | 68 | 13100 | Old Baltimore Rd West | Boyds | IL-1.0 H-50 | Linthicum Properties Management LLC | Crown Castle | Private | 39.2124 | -77.2755 | Monopole | 140 | 0 |  | 2006-03-13 | 2006-04-05 | Recommended | BAMS Milestone/Vaden Terrace |  | https://s3.amazonaws.com/montgomerycountytfcg/Applications/200604-13.pdf
200604-14 | Cingular Wireless | Antenna change out | Minor Modification | Continental Plaza | 154 | 7101 | Wisconsin Ave | Bethesda | CR-3.0 C-3.0 R-2.75 H-145 | 7101 Wisconsin Owner LLC |  | Private | 38.9803 | -77.0918 | Building | 145 | 0 |  | 2006-03-13 | 2006-04-05 | Recommended | 7101 Wisconsin Avenue/Strathmore |  | https://s3.amazonaws.com/montgomerycountytfcg/Applications/200604-14.pdf
200604-15 | Cingular Wireless | Antenna change out | Minor Modification | Aldon Building | 202 | 8200 | Wisconsin Ave | Bethesda | CR-3.0 | Alvin I.Brown c/o Aldon Mgmt |  | Private | 38.9919 | -77.0963 | Building | 143 | 0 |  | 2006-03-13 | 2006-04-05 | Recommended | Chevy Chase Apt Bldg/Battery Lane |  | https://s3.amazonaws.com/montgomerycountytfcg/Applications/200604-15.pdf
200604-16 | Cingular Wireless | Antenna change out | Minor Modification | WSSC Damascus Plant | 218 | 23730 | Log House Rd | Gaithersburg | RE-2 | WSSC | WSSC | Public | 39.2461 | -77.2069 | Tower | 212 | 0 |  | 2006-03-13 | 2006-04-05 | Recommended | Prinrose View/WSSC Damascus Tower |  | https://s3.amazonaws.com/montgomerycountytfcg/Applications/200604-16.pdf
200604-17 | Cingular Wireless | Antenna change out | Minor Modification | Poolesville Tower | 140 | 19200 | Jerusalem Rd | Poolesville | AR | Montgomery County | County | Public | 39.1632 | -77.4009 | Tower | 253 | 0 |  | 2006-03-13 | 2006-05-04 | Recommended | Jerusalam/Montgomery Tower |  | https://s3.amazonaws.com/montgomerycountytfcg/Applications/200604-17.pdf
200604-18 | Cingular Wireless | Antenna change out | Minor Modification | Mullinix Farm | 238 | 11416 | Hawkes Rd | Clarksburg | RC | Michael Longshore & Linda Better |  | Private | 39.2464 | -77.2363 | Monopole | 162 | 0 |  | 2006-03-13 | 2006-04-05 | Recommended | Hoffman Dr/Mullinex Farm |  | https://s3.amazonaws.com/montgomerycountytfcg/Applications/200604-18.pdf
200604-19 | Cingular Wireless | Antenna change out | Minor Modification | Goshen Church Monopole | 271 | 7700 | Brink Rd | Gaithersburg | R-200 | Goshen United Methodist Church | Church | Private | 39.2097 | -77.1574 | Monopole | 129 | 0 |  | 2006-03-13 | 2006-04-05 | Recommended | Exofus/Sprint Brink Road |  | https://s3.amazonaws.com/montgomerycountytfcg/Applications/200604-19.pdf
200604-20 | Cingular Wireless | Antenna change out | Minor Modification | Westlake Towers | 155 | 7420 | Westlake Terr | Bethesda | R-H | Westlake Park Condo |  | Private | 39.026 | -77.1508 | Building | 144.5 | 0 |  | 2006-03-13 | 2006-04-05 | Recommended | Arizona Circle/West Lake Towers |  | https://s3.amazonaws.com/montgomerycountytfcg/Applications/200604-20.pdf
200604-21 | Cingular Wireless | Antenna change out | Minor Modification | Claridge House Apts | 179 | 2445 | Lyttonsville Rd | Silver Spring | CRT-1.25, C-0.25, R-1.25, H-150 | C & C Apartments Assoc LP |  | Private | 39 | -77.0525 | Building | 125 | 0 |  | 2006-03-13 | 2006-04-05 | Recommended | Claridge House |  | https://s3.amazonaws.com/montgomerycountytfcg/Applications/200604-21.pdf
200604-22 | Cingular Wireless | Antenna change out | Minor Modification | Dickerson Auto Center | 105 | 22210 | Dickerson Rd | Dickerson | IM-2.5 H-50 | SMS Partnership | Crown Castle | Private | 39.2211 | -77.4281 | Monopole | 175.5 | 0 |  | 2006-03-13 | 2006-04-05 | Recommended | Mouth of Monocasy/Barnesville |  | https://s3.amazonaws.com/montgomerycountytfcg/Applications/200604-22.pdf
200604-23 | Cingular Wireless | Antenna change out | Minor Modification | Sherwood High School | 157 | 300 | Olney-Sandy Spring Rd | Sandy Spring | RNC | Board of Education | School | Public | 39.1485 | -77.0172 | Monopole | 150 | 0 |  | 2006-03-13 | 2006-05-04 | Recommended | Sherwood High School |  | https://s3.amazonaws.com/montgomerycountytfcg/Applications/200604-23.pdf
200604-24 | Cingular Wireless | Antenna change out | Minor Modification | Village Square Apts | 43.01 | 11927 | Veirs Mill Rd | Silver Spring | R-30 | Kay Management/Louis Grossberg et. al. |  | Private | 39.0525 | -77.0753 | Building | 42 | 0 |  | 2006-03-13 | 2006-04-05 | Recommended | Village Square |  | https://s3.amazonaws.com/montgomerycountytfcg/Applications/200604-24.pdf
200604-39 | Cingular Wireless | Antenna change out | Minor Modification | Pepco 37-N | 263 | 18917 | Bucklodge Rd | Boyds | AR | Pepco | Pepco | Private | 39.1694 | -77.36 | Tower | 150 | 0 |  | 2006-03-13 | 2006-04-05 | Recommended | PEPCO 37-N |  | https://s3.amazonaws.com/montgomerycountytfcg/Applications/200604-39.pdf
200604-01 | Cingular Wireless | Antenna change out | Minor Modification | Grosvenor House Apts | 14 | 10101 | Grosvenor Pl | Rockville | R-10 | Grosvenor Park |  | Private | 39.0233 | -77.1044 | Building | 174 | 0 |  | 2006-03-13 | 2006-04-05 | Recommended | Grosvenor Tower |  | https://s3.amazonaws.com/montgomerycountytfcg/Applications/200604-01.pdf
200604-02 | Cingular Wireless | Antenna change out | Minor Modification | Democracy Center | 23 | 6903 | Rockledge Dr | Bethesda | CR-1.5 C-1.25 R-0.75 H-200 | G&I X Democracy Center LLC |  | Private | 39.0276 | -77.1405 | Building | 185 | 0 |  | 2006-03-13 | 2006-04-05 | Recommended | Rockledge Center |  | https://s3.amazonaws.com/montgomerycountytfcg/Applications/200604-02.pdf
200604-03 | Cingular Wireless | Antenna change out | Minor Modification | Summit Hills Apartments | 58 | 8484 | 16th St | Silver Spring | CR-2.5 C-0.25 R-2.5 H-145 | Summit Hills LLC |  | Private | 38.9951 | -77.037 | Building | 98.8 | 0 |  | 2006-03-13 | 2006-04-05 | Recommended | Falkland/Summit Hills |  | https://s3.amazonaws.com/montgomerycountytfcg/Applications/200604-03.pdf
200604-05 | Cingular Wireless | Antenna change out | Minor Modification | World Building Tower | 173 | 8121 | Georgia Ave | Silver Spring | CR-3.0 C-3.0 R-3.0 H-130 | World Building LLC |  | Private | 38.9911 | -77.0261 | Building | 117 | 0 |  | 2006-03-13 | 2006-04-05 | Recommended | Sligo/Wolld Building |  | https://s3.amazonaws.com/montgomerycountytfcg/Applications/200604-05.pdf
200604-06 | Cingular Wireless | Antenna change out | Minor Modification | Londonderry Apts | 17 | 17060 | King James Way | Gaithersburg | R-20 | Londonderry Afforadable LLC |  | Private | 39.1361 | -77.2069 | Building | 81 | 0 |  | 2006-03-13 | 2006-04-05 | Recommended | Londonderry Tower |  | https://s3.amazonaws.com/montgomerycountytfcg/Applications/200604-06.pdf
200604-07 | Cingular Wireless | Antenna change out | Minor Modification | Pavilion Apts | 31 | 5901 | Montrose Rd | Rockville | CR-4.0 C-0.25 R-4.0 H-190 | CP5 MONTEREY LLC |  | Private | 39.0537 | -77.1189 | Building | 152 | 0 |  | 2006-03-13 | 2006-04-05 | Recommended | Pavilion Apt |  | https://s3.amazonaws.com/montgomerycountytfcg/Applications/200604-07.pdf
200604-08 | Cingular Wireless | Antenna change out. No structure height available. | Minor Modification | White Building | 594 | 1451 | Rockville Pike | Rockville | MXCD | A&A Woodmont Place |  | Private | 39.0661 | -77.1283 | Building |  | 0 |  | 2006-03-13 | 2006-04-05 | Recommended | The White Building |  | https://s3.amazonaws.com/montgomerycountytfcg/Applications/200604-08.pdf
200604-45 | Sprint/Nextel | Equipment change out | Minor Modification | Londonderry Apts | 17 | 17060 | King James Way | Gaithersburg | R-20 | Londonderry Afforadable LLC |  | Private | 39.1361 | -77.2069 | Building | 81 | 0 |  | 2006-02-27 | 2006-04-05 | Recommended | Londonderry - MD0836 |  | https://s3.amazonaws.com/montgomerycountytfcg/Applications/200604-45.pdf
200603-01 | Cingular Wireless | Existing transmission tower | Colocation | Pepco 645-S | 358 | 10001 | Betteker Ln | Potomac | RE-1 | Pepco | Pepco | Private | 39.0592 | -77.205 | Tower | 122 | 0 |  | 2006-02-13 | 2006-04-05 | Recommended | Watts Branch |  | https://s3.amazonaws.com/montgomerycountytfcg/Applications/200603-01.pdf
200602-08 | FiberTower Corp. | Existing building | Colocation | Rock Creek Terrace Apts | 8 | 12630 | Veirs Mill Rd | Rockville | R-10 | Rock Creek Terrace LP |  | Private | 39.0631 | -77.0964 | Building | 153 | 0 |  | 2006-02-08 | 2006-03-01 | Recommended | Rock Creek Terrace Apts |  | https://s3.amazonaws.com/montgomerycountytfcg/Applications/200602-08.pdf
200602-09 | FiberTower Corp. | Existing monopole | Colocation | Fire Station 31 | 10 | 12100 | Darnestown Rd | Gaithersburg | R-200 | Montgomery County |  | Public | 39.1161 | -77.2512 | Monopole | 161 | 0 |  | 2006-02-08 | 2006-03-01 | Recommended | FTX1075085 |  | https://s3.amazonaws.com/montgomerycountytfcg/Applications/200602-09.pdf
200602-10 | FiberTower Corp. | Existing monopole | Colocation | Gate of Heaven | 116 | 13801 | Georgia Ave | Silver Spring | RE-2 | ROMAN CATHOLIC ARCHDIOCESE OF WASHINGTON |  | Private | 39.0877 | -77.0706 | Monopole | 190.5 | 0 |  | 2006-02-08 | 2006-03-01 | Recommended | FTX1071672 |  | https://s3.amazonaws.com/montgomerycountytfcg/Applications/200602-10.pdf
200602-11 | FiberTower | Existing monopole | Colocation | Shady Grove Post Office | 49 | 16501 | Shady Grove Rd | Gaithersburg | IM-0.5 H-75 | United States Postal Service | Federal | Public | 39.1264 | -77.17 | Monopole | 146 | 0 |  | 2006-02-08 | 2006-04-05 | Recommended | FTX1020274 |  | https://s3.amazonaws.com/montgomerycountytfcg/Applications/200602-11.pdf
200602-12 | FiberTower Corp. | Existing monopole | Colocation | Gymkhana Club | 56 | 14100 | River Rd | Rockville | RE-2 | River Road Development Inc |  | Private | 39.063 | -77.2925 | Monopole | 143.6 | 0 |  | 2006-02-08 | 2006-03-01 | Recommended | FTX1017292 |  | https://s3.amazonaws.com/montgomerycountytfcg/Applications/200602-12.pdf
200602-13 | FiberTower Corp. | Existing monopole | Colocation | Sandy Spring VFD 40 | 117 | 16911 | Georgia Ave | Olney | RE-2 | Sandy Spring Vol. Fire Dept. | Fire | Private | 39.1336 | -77.068 | Monopole | 150 | 0 |  | 2006-02-08 | 2006-03-01 | Recommended | FTX1031037 |  | https://s3.amazonaws.com/montgomerycountytfcg/Applications/200602-13.pdf
200602-14 | FiberTower Corp. | Existing monopole | Colocation | Knights of Columbus | 13.01 | 17001 | Overhill Rd | Derwood | RE-1 | MONTG CNCL K C BLDG CORP |  | Private | 39.1347 | -77.1418 | Monopole | 173 | 0 |  | 2006-02-08 | 2006-03-01 | Recommended | FTX1031065 |  | https://s3.amazonaws.com/montgomerycountytfcg/Applications/200602-14.pdf
200602-07 | T-Mobile | Existing lattice tower | Colocation | Carver Tower | 124 | 2647 | W University Blvd | Silver Spring | CR-5.0 C-4.5 R-4.5 H-130 | Bajwa Property Management LLC |  | Private | 39.0407 | -77.0549 | Tower | 275 | 0 |  | 2006-02-02 | 2006-03-01 | Recommended | WAN013A |  | https://s3.amazonaws.com/montgomerycountytfcg/Applications/200602-07.pdf
200602-06 | T-Mobile | Existing building | Colocation | Takoma Business Center | 254 | 6930 | Carroll Ave | Takoma Park | CRT-1.5 C-1.5 R-0.5 H-50 | Takoma Business Center LLC |  | Private | 38.9753 | -77.0141 | Building | 110 | 0 |  | 2006-02-01 | 2006-03-01 | Recommended | WAN103 |  | https://s3.amazonaws.com/montgomerycountytfcg/Applications/200602-06.pdf
200602-05 | T-Mobile | New 80' monopole | New | Brookhaven ES | 357 | 4610 | Renn St | Rockville | R-90 | MCPS | School | Public | 39.0831 | -77.0933 | Monopole | 80 | 0 |  | 2006-01-31 | 2006-05-04 | Recommended | WAN224A |  | https://s3.amazonaws.com/montgomerycountytfcg/Applications/200602-05.pdf
200602-04 | T-Mobile | Existing transmission tower | Colocation | Pepco 674-E | 170 | 5200 | Olney-Laytonsville Rd | Olney | RE-1 | Pepco | Pepco | Private | 39.1798 | -77.1045 | Tower | 147.5 | 0 |  | 2006-01-25 | 2006-03-01 | Recommended | WAN149F |  | https://s3.amazonaws.com/montgomerycountytfcg/Applications/200602-04.pdf
200602-02 | T-Mobile | Existing water tank | Colocation | Naval Surface Warfare Ctr | 75 | 9500 | MacArthur Blvd | Bethesda | R-200 | United States Navy | Federal | Public | 38.976 | -77.1931 | Water Tank | 142 | 0 |  | 2006-01-19 | 2006-03-01 | Recommended | WAN276C |  | https://s3.amazonaws.com/montgomerycountytfcg/Applications/200602-02.pdf
200602-03 | T-Mobile | Existing monopole | Colocation | Pleasant Excavating | 67 | 24012 | Frederick Rd | Clarksburg | IM-2.5 | Pleasant Excavating Inc. |  | Private | 39.2672 | -77.3192 | Monopole | 190 | 0 |  | 2006-01-19 | 2006-03-01 | Recommended | WAN241A |  | https://s3.amazonaws.com/montgomerycountytfcg/Applications/200602-03.pdf
200601-01 | FiberTower Corp. | Existing lattice tower | Colocation | Rockville Measuring Station | 102 | 15030 | Frederick Rd | Rockville | IM-2.5 H-50 | Atlantic Seaboard Corp |  | Private | 39.1021 | -77.1572 | Tower | 188 | 0 |  | 2006-01-11 | 2006-02-01 | Recommended | Washington Gas Facility |  | https://s3.amazonaws.com/montgomerycountytfcg/Applications/200601-01.pdf
200512-09 | Sprint/Nextel | Existing Sprint 193' monopole | Colocation | Beall Farm | 262 | 13201 | Lewisdale Rd | Clarksburg | AR | Rudell Beall & Sons Inc. |  | Private | 39.2886 | -77.2729 | Monopole | 184 | 0 |  | 2005-12-27 | 2006-04-05 | Recommended | MD3800A |  | https://s3.amazonaws.com/montgomerycountytfcg/Applications/200512-09.pdf
200512-08 | Verizon Wireless | Exiting building | Colocation | Concord Building | 355 | 10605 | Concord St | Kensington | CRT-1.5 C-1.5 R-1.0 H-60 | Cadlerock's Concord Building LLC |  | Private | 39.0302 | -77.0747 | Building | 67 | 0 |  | 2005-12-19 | 2006-02-01 | Recommended | Kensington II |  | https://s3.amazonaws.com/montgomerycountytfcg/Applications/200512-08.pdf
200512-06 | T-Mobile | Exiting transmission tower | Colocation | Pepco 620-S | 353 | 12457 | Falconbridge Dr | Gaithersburg | R-200 | Pepco | Pepco | Private | 39.1033 | -77.2572 | Tower | 126 | 0 |  | 2005-12-14 | 2006-02-01 | Recommended | WAN228A |  | https://s3.amazonaws.com/montgomerycountytfcg/Applications/200512-06.pdf
200512-07 | T-Mobile | Exiting church bell tower. No structure height available. | Colocation | Faith Methodist Church | 354 | 6810 | Montrose Rd | Rockville | R-90 | Faith Methodist Church | Church | Private | 39.0536 | -77.1389 | Tower | 22.3 | 0 |  | 2005-12-14 | 2006-02-01 | Recommended | WAN102C |  | https://s3.amazonaws.com/montgomerycountytfcg/Applications/200512-07.pdf
200512-04 | Sprint/Nextel | Existing monopole | Colocation | Shady Grove Post Office | 49 | 16501 | Shady Grove Rd | Gaithersburg | IM-0.5 H-75 | United States Postal Service | Federal | Public | 39.1264 | -77.17 | Monopole | 146 | 0 |  | 2005-12-09 | 2006-03-01 | Recommended | Crabbs Branch |  | https://s3.amazonaws.com/montgomerycountytfcg/Applications/200512-04.pdf
200512-01 | Sprint/Nextel | Equipment change out | Minor Modification | Milestone | 148 | 1 | Milestone Center Ct | Germantown | CR-2.0 C-1.75 R-0.5 H-125 T | WMMH Building LLC |  | Public | 39.2004 | -77.2591 | Monopole | 150 | 0 |  | 2005-12-07 | 2006-02-01 | Recommended | Hurley |  | https://s3.amazonaws.com/montgomerycountytfcg/Applications/200512-01.pdf
200512-02 | Sprint/Nextel | Equipment change out | Minor Modification | Rinaldi Property | 24 | 15700 | Georgia Ave | Olney | R-200 | Patricia V Rinaldi |  | Private | 39.1159 | -77.0745 | Monopole | 120 | 0 |  | 2005-12-07 | 2006-02-01 | Recommended | Layhill |  | https://s3.amazonaws.com/montgomerycountytfcg/Applications/200512-02.pdf
200511-06 | Verizon Wireless | Existing lattice tower | Colocation | Carver Tower | 124 | 2647 | W University Blvd | Silver Spring | CR-5.0 C-4.5 R-4.5 H-130 | Bajwa Property Management LLC |  | Private | 39.0407 | -77.0549 | Tower | 275 | 0 |  | 2005-11-22 | 2005-12-14 | Recommended | Wheaton |  | https://s3.amazonaws.com/montgomerycountytfcg/Applications/200511-06.pdf
200511-05 | FiberTower Corp. | Existing lattice tower | Colocation | Kenwood Country Club | 30 | 5601 | River Rd | Bethesda | R-90 | Kenwood Country Club |  | Private | 38.9766 | -77.1142 | Tower | 230 | 0 |  | 2005-11-16 | 2005-12-14 | Recommended | Kenwood Country Club |  | https://s3.amazonaws.com/montgomerycountytfcg/Applications/200511-05.pdf
200511-03 | FiberTower Corp. | Existing tower | Colocation | Pinnacle Towers | 21 | 5202 | River Rd | Bethesda | IM-2.5 H-50 | Pinnacle Towers Inc |  | Private | 38.9639 | -77.1047 | Tower | 744.5 | 0 |  | 2005-11-11 | 2005-12-14 | Recommended | FTX 1155857 |  | https://s3.amazonaws.com/montgomerycountytfcg/Applications/200511-03.pdf
200511-02 | Sprint/Nextel | New 100' monopole | New | Extra Space Storage | 350 | 19500 | Frederick Rd | Germantown | GR-1.5 H-45 | Extra Space Properties 131 LLC |  | Private | 39.1755 | -77.24 | Monopole | 120 | 0 |  | 2005-11-01 | 2006-03-01 | Recommended | MD3801A Middlebrook |  | https://s3.amazonaws.com/montgomerycountytfcg/Applications/200511-02.pdf
200511-01 | T-Mobile | Antenna change out | Minor Modification | WWDC Radio Tower | 40 | 8800 | Brookeville Rd | Silver Spring | IM-2.5 H-50 | Chancellor Media Corp. |  | Private | 38.9999 | -77.057 | Tower | 695 | 0 |  | 2005-10-31 | 2005-12-14 | Recommended | WAN340 |  | https://s3.amazonaws.com/montgomerycountytfcg/Applications/200511-01.pdf
200510-03 | T-Mobile | Existing monopole | Colocation | Bullis Prep School | 22 | 10601 | Falls Rd | Potomac | RE-2 | The Bullis School Inc. | School | Private | 39.0296 | -77.1945 | Monopole | 130 | 0 |  | 2005-10-19 | 2005-11-09 | Recommended | WAN210A |  | https://s3.amazonaws.com/montgomerycountytfcg/Applications/200510-03.pdf
200510-04 | Verizon Wireless | Existing monopole | Colocation | Hungerford Property | 244 | 14615 | Clopper Rd | Boyds | IM-0.25 H-50 | Walter Hungerford & Sons |  | Private | 39.1824 | -77.3029 | Monopole | 150 | 0 |  | 2005-10-19 | 2005-11-09 | Recommended | Boyds |  | https://s3.amazonaws.com/montgomerycountytfcg/Applications/200510-04.pdf
200510-01 | T-Mobile | Existing building | Colocation | Park Montgomery | 26 | 8860 | Piney Branch Rd | Silver Spring | R-H | Park Montgomery Limited Prtnrshp |  | Private | 39.0005 | -76.9917 | Building | 147 | 0 |  | 2005-10-14 | 2005-11-09 | Recommended | WAN014 |  | https://s3.amazonaws.com/montgomerycountytfcg/Applications/200510-01.pdf
200510-02 | T-Mobile | Existing building | Colocation | Holly Redeemer Church | 349 | 9705 | Summit Ave | Kensington | R-90 | Washington Archdiocese | Church | Private | 39.0136 | -77.085 | Building | 70 | 0 |  | 2005-10-14 | 2005-11-09 | Recommended | WAN273 |  | https://s3.amazonaws.com/montgomerycountytfcg/Applications/200510-02.pdf
200509-06 | Cingular Wireless | Existing transmission tower | Colocation | Pepco 103-S | 346 | 8700 | Snouffer School Rd | Gaithersburg | R-200 | Pepco | Pepco | Private | 39.1861 | -77.1791 | Tower | 126.5 | 0 |  | 2005-09-21 | 2005-10-12 | Recommended | Neelsville |  | https://s3.amazonaws.com/montgomerycountytfcg/Applications/200509-06.pdf
200509-01 | Cingular Wireless | Antenna change out | Minor Modification | White Oak Towers Apts | 32 | 11700 | Old Columbia Pike | Silver Spring | R-10 | Old Columbia Pike Ltd. |  | Private | 39.0494 | -76.9805 | Building | 189 | 0 |  | 2005-09-20 | 2005-10-12 | Recommended | White Oak Towers |  | https://s3.amazonaws.com/montgomerycountytfcg/Applications/200509-01.pdf
200509-03 | Cingular Wireless | Antenna change out | Minor Modification | St. Patrick's Church | 28 | 4101 | Norbeck Rd | Rockville | RE-1 | St. Patrick's Church | Church | Private | 39.1087 | -77.082 | Building | 75 | 0 |  | 2005-09-20 | 2005-10-12 | Recommended | Saint Patrick's Church |  | https://s3.amazonaws.com/montgomerycountytfcg/Applications/200509-03.pdf
200509-04 | Cingular Wireless | Antenna change out | Minor Modification | Choice International | 29 | 10750 | Columbia Pike | Silver Spring | CRT-2.25 C-1.5 R-0.75 H-45 | VREC III LO COLESVILLE MEDICAL MOB LLC |  | Private | 39.0324 | -77.0045 | Building | 85 | 0 |  | 2005-09-20 | 2005-10-12 | Recommended | Choice International SS |  | https://s3.amazonaws.com/montgomerycountytfcg/Applications/200509-04.pdf
200509-07 | Sprint/Nextel | Existing building | Colocation | Westfield South 2 | 106 | 2730 | University Blvd W. | Wheaton | CR-6.0 C-5.5 R-5.5 H-200 | Wheaton Shopping |  | Private | 39.0393 | -77.0558 | Building | 112.4 | 0 |  | 2005-09-14 | 2005-10-12 | Recommended | Wheaton Hills/MD3812 |  | https://s3.amazonaws.com/montgomerycountytfcg/Applications/200509-07.pdf
200509-05 | T-Mobile | New 70' PEPCO pole | New | Pepco 806453-0428 | 348 | 1210 | Fairland Rd | Silver Spring | R-200 | Pepco | Pepco | Private | 39.0778 | -76.9783 | Utility Pole | 70 | -1 |  | 2005-09-09 | 2005-10-12 | Recommended | WAN286 |  | https://s3.amazonaws.com/montgomerycountytfcg/Applications/200509-05.pdf
200509-02 | Cingular Wireless | Antenna change out | Minor Modification | Sarem Farm | 50 | 15901 | Columbia Pike | Burtonsville | RC | Jennifer Sarem |  | Private | 39.118 | -76.9292 | Monopole | 150 | 0 |  | 2005-09-01 | 2005-10-12 | Recommended | Sarem Farm |  | https://s3.amazonaws.com/montgomerycountytfcg/Applications/200509-02.pdf
200508-09 | T-Mobile | Existing builiding | Colocation | First Alliance Church | 345 | 14500 | New Hampshire Ave | Silver Spring | R-200 | First Alliance Church | Church | Private | 39.0937 | -77.0023 | Building | 17 | 0 |  | 2005-08-25 | 2005-09-14 | Recommended | WAN280C |  | https://s3.amazonaws.com/montgomerycountytfcg/Applications/200508-09.pdf
200508-07 | Cingular Wireless | Existing monopole | Colocation | Beall Farm | 262 | 13201 | Lewisdale Rd | Clarksburg | AR | Rudell Beall & Sons Inc. |  | Private | 39.2886 | -77.2729 | Monopole | 184 | 0 |  | 2005-08-24 | 2005-12-14 | Recommended | Purdum |  | https://s3.amazonaws.com/montgomerycountytfcg/Applications/200508-07.pdf
200508-08 | Cingular Wireless | Existing monopole | Colocation | Pepco 23-S | 130.02 | 19997 | Beallsville Rd (Rt.109) | Beallsville | AR | Pepco | Pepco | Private | 39.1847 | -77.4058 | Tower | 145 | 0 |  | 2005-08-24 | 2005-09-14 | Recommended | 1997 Burdette |  | https://s3.amazonaws.com/montgomerycountytfcg/Applications/200508-08.pdf
200508-10 | T-Mobile | Existing building | Colocation | Loughlin Building | 343 | 4110 | Aspen Hill Rd | Rockville | EOF-1.5 | Loughlin Management |  | Private | 39.08 | -77.0814 | Building | 30 | 0 |  | 2005-08-24 | 2005-09-14 | Recommended | WAN184H |  | https://s3.amazonaws.com/montgomerycountytfcg/Applications/200508-10.pdf
200508-11 | T-Mobile | New 120' monopole | New | Oakview Recreation Assoc. | 344 | 1101 | Corliss St | Silver Spring | R-90 | Oakview Recreation Association |  | Private | 39.017 | -76.99 | Monopole | 120 | 0 |  | 2005-08-24 | 2005-09-14 | Recommended | 7WAN272C |  | https://s3.amazonaws.com/montgomerycountytfcg/Applications/200508-11.pdf
200508-06 | T-Mobile | Existing building | Colocation | Promenade | 47 | 5225 | Pooks Hill Rd | Bethesda | R-H | Promenade Towers MH Corp |  | Private | 39.0174 | -77.1068 | Building | 193 | 0 |  | 2005-08-12 | 2005-09-14 | Recommended | WAN125E |  | https://s3.amazonaws.com/montgomerycountytfcg/Applications/200508-06.pdf
200508-05 | Sprint/Nextel | Existing water tank | Colocation | Hampshire Greens Tank | 139 | 15916 | New Hampshire Ave | Spencerville | RE-2C | Maryland National Capital Park & Planning Comm | WSSC | Public | 39.1203 | -76.9917 | Water Tank | 150 | 0 |  | 2005-08-02 | 2006-05-04 | Withdrawn | MD376ZA MASAYA
200508-04 | Sprint/Nextel | Existing monopole | Colocation | Clement Property | 189 | 25201 | Peach Tree Rd | Clarksburg | AR | BRINKLOW-BLOCKTOWN LLC |  | Private | 39.2672 | -77.3193 | Monopole | 190 | 0 |  | 2005-07-28 | 2005-09-14 | Recommended | MD3797 |  | https://s3.amazonaws.com/montgomerycountytfcg/Applications/200508-04.pdf
200508-01 | T-Mobile | Existing 105' monopole | Colocation | Petrucelli Property | 275 | 14120 | Darnestown Rd | Gaithersburg | CRN-0.25 C-0.25 R-0.0 H-35 | Vanic LLC |  | Private | 39.1037 | -77.2934 | Monopole | 105.7 | 0 |  | 2005-07-21 | 2005-09-14 | Recommended | WAN296B |  | https://s3.amazonaws.com/montgomerycountytfcg/Applications/200508-01.pdf
200508-02 | T-Mobile | Existing transmission tower | Colocation | Pepco 195-S | 341 | 4751 | Sandy Spring Rd | Burtonsville | R-200 | Pepco | Pepco | Private | 39.106 | -76.9131 | Tower | 150 | 0 |  | 2005-07-21 | 2005-09-14 | Recommended | WAS393D |  | https://s3.amazonaws.com/montgomerycountytfcg/Applications/200508-02.pdf
200508-03 | Sprint/Nextel | Existing building | Colocation | White Oak Center | 342 | 11120 | New Hampshire Ave | Silver Spring | CRT-1.5 | White Oak Center LP |  | Private | 39.0375 | -76.9911 | Building | 58 | 0 |  | 2005-07-21 | 2005-09-14 | Recommended | MD2176A |  | https://s3.amazonaws.com/montgomerycountytfcg/Applications/200508-03.pdf
200506-04 | Sprint/Nextel | Existing T-Mobile monopole | Colocation | JFK High School | 288 | 1901 | Randolph Rd | Silver Spring | R-90 | Board of Education | School | Public | 39.0676 | -77.0397 | Monopole | 135 | 0 |  | 2005-06-21 | 2005-07-13 | Recommended | MD0899 Brookside |  | https://s3.amazonaws.com/montgomerycountytfcg/Applications/200506-04.pdf
200506-05 | T-Mobile | Existing building | Colocation | Storage USA | 339 | 7722 | Fenton St | Silver Spring | IM-2.5 | ESS Prisa LLC |  | Private | 38.9864 | -77.0231 | Building | 150 | 0 |  | 2005-06-21 | 2005-07-13 | Recommended | 7WAN138E |  | https://s3.amazonaws.com/montgomerycountytfcg/Applications/200506-05.pdf
200506-06 | Verizon Wireless | Existing building | Colocation | Hillandale Office Building | 340 | 10230 | New Hampshire Ave | Silver Spring | CRN-1.0 | One Beltway North LLC |  | Private | 39.0231 | -76.9789 | Building | 42 | 0 |  | 2005-06-21 | 2005-07-13 | Recommended | Hillandale |  | https://s3.amazonaws.com/montgomerycountytfcg/Applications/200506-06.pdf
200506-03 | Sprint/Nextel | Existing Cingular monopole | Colocation | Northwood High School | 192 | 919 | University Blvd | Silver Spring | R-60 | Board of Education | School | Public | 39.0366 | -77.0223 | Monopole | 110 | 0 |  | 2005-06-14 | 2005-07-13 | Recommended | MD0887 Arcola Towers |  | https://s3.amazonaws.com/montgomerycountytfcg/Applications/200506-03.pdf
200506-02 | Birach Broadcasting | New AM radio towers (4) | New | WGOP Radio Towers | 338 |  | Bethesda Church Rd & Johnson Dr | Damascus | AGR | Birach Broadcasting Corp |  | Private | 39.2964 | -77.2186 | Tower | 411 | 0 |  | 2005-06-04 | 2006-07-26 | Recommended |  |  | https://s3.amazonaws.com/montgomerycountytfcg/Applications/200506-02.pdf
200506-01 | Cingular Wireless | Existing lattice tower | Colocation | Benmar Property | 125 | 23000 | Whites Ferry Rd (18500 Elmers School Rd) | Dickerson | AR | Tower Road LLC |  | Private | 39.1574 | -77.4854 | Tower | 230 | 0 |  | 2005-05-31 | 2005-07-13 | Recommended | Whites Ferry |  | https://s3.amazonaws.com/montgomerycountytfcg/Applications/200506-01.pdf
200505-08 | Cingular Wireless | Antenna change out | Minor Modification | Pepco 637-S | 311 | 12900 | Piney Meetinghouse Rd | Potomac | RE-2 | Pepco | Pepco | Private | 39.0669 | -77.2283 | Tower | 126 | 0 |  | 2005-05-18 | 2005-06-08 | Recommended | Piney Meeting House |  | https://s3.amazonaws.com/montgomerycountytfcg/Applications/200505-08.pdf
200505-09 | Cingular Wireless | Antenna change out | Minor Modification | Potomac Water Filt. Plant | 91 | 12200 | River Rd | Rockville | RE-2 | WSSC | WSSC | Public | 39.0405 | -77.2537 | Building | 81.3 | 0 |  | 2005-05-18 | 2005-06-08 | Recommended | Travilah |  | https://s3.amazonaws.com/montgomerycountytfcg/Applications/200505-09.pdf
200505-10 | Cingular Wireless | Antenna change out | Minor Modification | Chevy Chase Building | 18 | 5530 | Wisconsin Ave | Chevy Chase | CR-3.0 C-2.0 R-2.75 H-90 T | Friendship Propertie |  | Private | 38.9648 | -77.0883 | Building | 160 | 0 |  | 2005-05-18 | 2005-06-08 | Recommended | Chevy Chase |  | https://s3.amazonaws.com/montgomerycountytfcg/Applications/200505-10.pdf
200505-11 | Cingular Wireless | Antenna change out | Minor Modification | Rock Creek Terrace Apts | 8 | 12630 | Veirs Mill Rd | Rockville | R-10 | Rock Creek Terrace LP |  | Private | 39.0631 | -77.0964 | Building | 153 | 0 |  | 2005-05-18 | 2005-06-08 | Recommended | Rock Creek Terrace |  | https://s3.amazonaws.com/montgomerycountytfcg/Applications/200505-11.pdf
200505-12 | Cingular Wireless | Antenna change out | Minor Modification | Glenmont Tank | 12 | 12413 | Georgia Ave | Silver Spring | CR-2.0 C-0.5 R-1.75 H-120 | WSSC | WSSC | Public | 39.0616 | -77.0516 | Water Tank | 183 | 0 |  | 2005-05-18 | 2005-06-08 | Recommended | WSSC Glenmont |  | https://s3.amazonaws.com/montgomerycountytfcg/Applications/200505-12.pdf
200505-13 | Cingular Wireless | Antenna change out | Minor Modification | Pepco 171-N | 188 | 1800 | Ednor Rd | Silver Spring | R-C | Pepco | Pepco | Private | 39.14 | -76.9753 | Tower | 134 | 0 |  | 2005-05-18 | 2005-06-08 | Recommended | PEPCO Ednor |  | https://s3.amazonaws.com/montgomerycountytfcg/Applications/200505-13.pdf
200505-14 | Cingular Wireless | Antenna change out | Minor Modification | Wheaton Park Maint. Yard | 65 | 12012 | Alpert Ln | Silver Spring | R-90 | M-NCPPC | AT&T | Public | 39.0532 | -77.0286 | Monopole | 180 | 0 |  | 2005-05-18 | 2005-06-08 | Recommended | Wheaton Ice Rink |  | https://s3.amazonaws.com/montgomerycountytfcg/Applications/200505-14.pdf
200505-15 | Cingular Wireless | Antenna change out | Minor Modification | Cabin John VFW Post | 60 | 11511 | MacArthur Blvd | Potomac | RE-2 | Cabin John Memorial Post 5633 |  | Private | 38.9963 | -77.2381 | Monopole | 126 | 0 |  | 2005-05-18 | 2005-06-08 | Recommended | Verizon Tree Pole |  | https://s3.amazonaws.com/montgomerycountytfcg/Applications/200505-15.pdf
200505-16 | Verizon Wireless | Existing building | Colocation | Baker Union Building | 337 | 10400 | Connecticut Ave | Kensington | CRT-2.25 | Baker Confectionary & Tobacco |  | Private | 39.0322 | -77.0758 | Building | 65 | 0 |  | 2005-05-18 | 2005-06-08 | Recommended | Kensington |  | https://s3.amazonaws.com/montgomerycountytfcg/Applications/200505-16.pdf
200505-07 | Verizon Wireless | New 140' monopole | New | Trolley Museum | 336 | 1313 | Bonifant Rd | Silver Spring | RE-2 | M-NCPPC | M-NCPPC | Public | 39.0971 | -77.0327 | Monopole | 135 | 0 |  | 2005-05-17 | 2007-05-02 | Recommended | Trolley Museum |  | https://s3.amazonaws.com/montgomerycountytfcg/Applications/200505-07.pdf
200505-06 | Nextel Communications | Existing building | Colocation | Phillips Office Building | 279 | 9420 | Key West Ave | Rockville | LSC-1.0 H-110 T | Key West III LP |  | Private | 39.1029 | -77.1938 | Building | 54.25 | 0 |  | 2005-05-16 | 2005-06-08 | Recommended | MD3463 |  | https://s3.amazonaws.com/montgomerycountytfcg/Applications/200505-06.pdf
200505-04 | Cingular Wireless | Existing building | Colocation | Burkland Medical Center | 335 | 10313 | Georgia Ave | Silver Spring | R-60 | Burkland Condominium Assoc. |  | Private | 39.025 | -77.0452 | Building | 39 | 0 |  | 2005-05-11 | 2005-06-08 | Recommended | Forest Glen #1198 |  | https://s3.amazonaws.com/montgomerycountytfcg/Applications/200505-04.pdf
200505-05 | Cingular Wireless | New 125' monopole/lightpole | New | Walt Whitman High School | 194 | 7100 | Whittier Blvd | Bethesda | R-90 | MCPS | School | Public | 38.9788 | -77.129 | Monopole | 75 | 0 |  | 2005-05-11 | 2005-11-30 | Withdrawn | Beechtree 1583
200505-02 | Nextel Communications | Existing building | Colocation | Verizon Building | 36 | 13100 | Columbia Pike | Silver Spring | EOF-0.75 H-100 T | Chesapeake and Potomac Tele Co MD |  | Private | 39.0713 | -76.9589 | Building | 68 | 0 |  | 2005-05-06 | 2006-07-12 | Recommended | MD3790A Solmar |  | https://s3.amazonaws.com/montgomerycountytfcg/Applications/200505-02.pdf
200505-03 | Nextel Communications | Existing building | Colocation | Century 21 Building | 334 | 20010 | Century Blvd | Germantown | CR-2.0 | Rickman Century LLC |  | Private | 39.1856 | -77.26 | Building | 60 | 0 |  | 2005-05-06 | 2005-06-08 | Recommended | MD3804B |  | https://s3.amazonaws.com/montgomerycountytfcg/Applications/200505-03.pdf
200505-01 | Verizon Wireless | Existing transmission tower | Colocation | Pepco 688-W | 333 | 4270 | Sir Walter Rd | Olney | R-200 | Pepco | Pepco | Private | 39.143 | -77.0842 | Tower | 152 | 0 |  | 2005-05-04 | 2005-06-08 | Recommended | Bready Road |  | https://s3.amazonaws.com/montgomerycountytfcg/Applications/200505-01.pdf
200504-05 | T-Mobile | New 122' monopole | New | Wheaton Regional Park | 331 |  | Shorefield Rd and Shorefield Ct | Silver Spring | R-90 | M-NCPPC | M-NCPPC | Public | 39.0519 | -77.0442 | Monopole | 122 | 0 |  | 2005-04-20 | 2005-05-11 | Withdrawn | WAN303
200504-09 | Verizon Wireless | Existing building | Colocation | 6900 Wisconsin | 332 | 6900 | Wisconsin Ave | Chevy Chase | CR-3.0 | 6900 Wisconsin LLC |  | Private | 38.9785 | -77.0917 | Building | 80 | 0 |  | 2005-04-20 | 2005-05-11 | Recommended | Bethesda South |  | https://s3.amazonaws.com/montgomerycountytfcg/Applications/200504-09.pdf
200504-06 | Cingular Wireless | Existing monopole | Colocation | Clement Property | 189 | 25201 | Peach Tree Rd | Clarksburg | AR | BRINKLOW-BLOCKTOWN LLC |  | Private | 39.2672 | -77.3193 | Monopole | 190 | 0 |  | 2005-04-19 | 2005-05-11 | Recommended | Little Bennett |  | https://s3.amazonaws.com/montgomerycountytfcg/Applications/200504-06.pdf
200504-07 | Cingular Wireless | Existing monopole | Colocation | Barnhart Property | 220 | 24000 | Laytonsville Rd | Gaithersburg | AR | Ruppert Family 2012 Trust |  | Private | 39.2495 | -77.1449 | Monopole | 125 | 0 |  | 2005-04-19 | 2005-05-11 | Recommended | Woodfield |  | https://s3.amazonaws.com/montgomerycountytfcg/Applications/200504-07.pdf
200504-08 | Cingular Wireless | Existing transmission tower | Colocation | Pepco 143-S | 165 | 2160A | Brighton Dam Rd | Brookeville | RC | Pepco | Pepco | Private | 39.1859 | -77.0453 | Tower | 134 | 0 |  | 2005-04-19 | 2005-05-11 | Recommended | WASHMD0239 |  | https://s3.amazonaws.com/montgomerycountytfcg/Applications/200504-08.pdf
200504-02 | T-Mobile | Existing building | Colocation | Adventist Hospital | 329 | 7600 | Carroll Ave | Takoma Park | R-60 | Adventist Health Care Mid-Atl |  | Private | 38.9852 | -77.0014 | Building | 82 | 0 |  | 2005-04-06 | 2005-05-11 | Recommended | WAS230 |  | https://s3.amazonaws.com/montgomerycountytfcg/Applications/200504-02.pdf
200504-03 | T-Mobile | Existing building | Colocation | Parkside Plaza | 255 | 9039 | Sligo Creek Pkwy | Silver Spring | R-10 | Parkside Plaza Condo |  | Private | 39.0042 | -77.0136 | Building | 150 | 0 |  | 2005-04-06 | 2005-05-11 | Recommended | WAN302 |  | https://s3.amazonaws.com/montgomerycountytfcg/Applications/200504-03.pdf
200504-01 | T-Mobile | New 60' PEPCO wood pole | New | Pepco 730472-4678 | 328 | 16000 | Long Draft Rd (block of) | Gaithersburg | R-200 | Pepco | Pepco | Private | 39.1312 | -77.2449 | Utility Pole | 70 | 0 |  | 2005-04-05 | 2005-05-11 | Recommended | WAN088 |  | https://s3.amazonaws.com/montgomerycountytfcg/Applications/200504-01.pdf
200503-08 | Cingular Wireless | Antenna change out | Minor Modification | Potomac Water Filt. Plant | 91 | 12200 | River Rd | Rockville | RE-2 | WSSC | WSSC | Public | 39.0405 | -77.2537 | Building | 81.3 | 0 |  | 2005-03-25 | 2005-04-13 | Recommended | Travilah |  | https://s3.amazonaws.com/montgomerycountytfcg/Applications/200503-08.pdf
200503-09 | Cingular Wireless | Antenna change out | Minor Modification | Hampshire Towers | 326 | 7401 | New Hampshire Ave | Takoma Park | CRT-2.0, C-0.5, R-1.5, H-130 | Oxon Equities Corp |  | Private | 38.9834 | -76.9872 | Building | 95.83 | 0 |  | 2005-03-25 | 2005-04-13 | Recommended | WASHMD0067 |  | https://s3.amazonaws.com/montgomerycountytfcg/Applications/200503-09.pdf
200503-10 | Sprint/Nextel | DAS system | New | Bretton Woods | 327 | 15700 | River Rd | Germantown | RC | International Monetary Fund |  | Public | 39.0762 | -77.3281 | Monopole | 131 | 0 |  | 2005-03-25 | 2005-04-13 | Recommended | Brentwood |  | https://s3.amazonaws.com/montgomerycountytfcg/Applications/200503-10.pdf
200503-06 | T-Mobile | Existing building | Colocation | Kensington House | 325 | 10225 | Frederick Ave | Kensington | R-10 | Bimblich-Diener & Co LLC |  | Private | 39.0247 | -77.0697 | Building | 83 | 0 |  | 2005-03-23 | 2005-04-13 | Recommended | WAN104 |  | https://s3.amazonaws.com/montgomerycountytfcg/Applications/200503-06.pdf
200503-07 | Verizon Wireless | Existing building | Colocation | Takoma Tower | 27 | 7051 | Carroll Ave | Takoma Park | NR-0.75 H-50 | Takoma Tower LP | County | Public | 38.9747 | -77.0105 | Building | 109.1 | 0 |  | 2005-03-23 | 2005-04-13 | Recommended | Piney Branch/Takoma |  | https://s3.amazonaws.com/montgomerycountytfcg/Applications/200503-07.pdf
200503-05 | T-Mobile | Existing monopole | Colocation | Wheaton Park Maint. Yard | 65 | 12012 | Alpert Ln | Silver Spring | R-90 | M-NCPPC | AT&T | Public | 39.0532 | -77.0286 | Monopole | 180 | 0 |  | 2005-03-15 | 2005-04-13 | Withdrawn | WAN236
200503-04 | T-Mobile | Existing monopole | Colocation | Airpark Industrial Center | 83 | 7707 | Airpark Rd | Gaithersburg | IL-1.0 H-50 | Crown Atlantic Co LLC |  | Private | 39.1715 | -77.1578 | Monopole | 120 | 0 |  | 2005-03-07 | 2005-04-13 | Recommended | WAN070 |  | https://s3.amazonaws.com/montgomerycountytfcg/Applications/200503-04.pdf
200503-01 | Nextel Communications | Existing monopole | Colocation | Pyle Property | 190 | 211 | Ednor Rd | Silver Spring | RE-2 | Helen Pyle et al |  | Private | 39.1252 | -77.0182 | Monopole | 162 | 0 |  | 2005-02-28 | 2005-04-13 | Recommended | MD3764 Ednor |  | https://s3.amazonaws.com/montgomerycountytfcg/Applications/200503-01.pdf
200503-02 | Nextel Communications | Existing monopole | Colocation | Sherwood High School | 157 | 300 | Olney-Sandy Spring Rd | Sandy Spring | RNC | Board of Education | School | Public | 39.1485 | -77.0172 | Monopole | 150 | 0 |  | 2005-02-28 | 2005-04-13 | Recommended | MD3748 Corinto |  | https://s3.amazonaws.com/montgomerycountytfcg/Applications/200503-02.pdf
200503-03 | Nextel Communications | New 120' monopole | New | White Oak Middle School | 88 | 12201 | New Hampshire Ave | Silver Spring | R-90 | MCPS | School | Public | 39.0556 | -76.9947 | Monopole | 120 | 0 |  | 2005-02-28 | 2005-04-13 | Recommended | MD0994 Norcross |  | https://s3.amazonaws.com/montgomerycountytfcg/Applications/200503-03.pdf
200502-04 | Cingular Wireless | Antenna change out | Minor Modification | Woodside Water Tank | 1 | 1945 | Seminary Pl | Silver Spring | R-60 | WSSC | WSSC | Public | 39.0099 | -77.0425 | Water Tank | 117 | 0 |  | 2005-02-17 | 2005-03-09 | Recommended | WASHMD0110 |  | https://s3.amazonaws.com/montgomerycountytfcg/Applications/200502-04.pdf
200502-05 | Cingular Wireless | Antenna change out | Minor Modification | Shady Grove Post Office | 49 | 16501 | Shady Grove Rd | Gaithersburg | IM-0.5 H-75 | United States Postal Service | Federal | Public | 39.1264 | -77.17 | Monopole | 146 | 0 |  | 2005-02-17 | 2005-03-09 | Recommended | WASHMD0140 |  | https://s3.amazonaws.com/montgomerycountytfcg/Applications/200502-05.pdf
200502-06 | Cingular Wireless | Antenna Change Out | Minor Modification | Wayne Manchester Towers | 229.1 | 75 | Wayne Ave E | Silver Spring | R-10 | Wayne Manchester Limited Partnership |  | Private | 39.0001 | -77.0082 | Building | 72 | 0 |  | 2005-02-17 | 2005-03-09 | Recommended | WASHMD0147 |  | https://s3.amazonaws.com/montgomerycountytfcg/Applications/200502-06.pdf
200502-07 | Cingular Wireless | Antenna change out | Minor Modification | Silver Spring YMCA | 4 | 9800 | Hastings Dr | Silver Spring | R-60 | n |  | Private | 39.0159 | -77.0134 | Monopole | 120 | 0 |  | 2005-02-17 | 2005-03-09 | Recommended | WASHMD0203 |  | https://s3.amazonaws.com/montgomerycountytfcg/Applications/200502-07.pdf
200502-08 | Cingular Wireless | Antenna change out | Minor Modification | Renaissance Plaza Apts | 16 | 14000 | Castle Blvd | Silver Spring | R-20 | Renaissance Plaza Condo |  | Private | 39.0858 | -76.9419 | Building | 100 | 0 |  | 2005-02-17 | 2005-03-09 | Recommended | WASHMD0221 |  | https://s3.amazonaws.com/montgomerycountytfcg/Applications/200502-08.pdf
200502-09 | Cingular Wireless | Antenna change out | Minor Modification | Pepco 628-S | 164.1 | 0 | Dufief Mill Rd | Gaithersburg | R-200 | Pepco | Pepco | Private | 39.0833 | -77.248 | Tower | 129 | 0 |  | 2005-02-17 | 2005-03-09 | Recommended | WASHMD0235 |  | https://s3.amazonaws.com/montgomerycountytfcg/Applications/200502-09.pdf
200502-10 | Cingular Wireless | Antenna change out | Minor Modification | Pepco 683-W | 110 | 18300 | Bowie Mill Rd | Olney | RE-1 | Pepco | Pepco | Private | 39.1562 | -77.0925 | Tower | 151 | 0 |  | 2005-02-17 | 2005-03-09 | Recommended | WASHMD240 |  | https://s3.amazonaws.com/montgomerycountytfcg/Applications/200502-10.pdf
200502-11 | Cingular Wireless | Antenna change out | Minor Modification | Maplewood Park | 212 | 9707 | Old Georgetown Rd | Bethesda | RT-12.5 | The Maplewood Entities |  | Private | 39.0149 | -77.1161 | Building | 56 | 0 |  | 2005-02-17 | 2005-03-09 | Recommended | WASHMD0385 |  | https://s3.amazonaws.com/montgomerycountytfcg/Applications/200502-11.pdf
200502-12 | Cingular Wireless | Antenna change out | Minor Modification | Pyle Property | 190 | 211 | Ednor Rd | Silver Spring | RE-2 | Helen Pyle et al |  | Private | 39.1252 | -77.0182 | Monopole | 162 | 0 |  | 2005-02-17 | 2005-03-09 | Recommended | WASHMD0550 |  | https://s3.amazonaws.com/montgomerycountytfcg/Applications/200502-12.pdf
200502-13 | Cingular Wireless | Antenna change out | Minor Modification | Airpark Industrial Center | 83 | 7707 | Airpark Rd | Gaithersburg | IL-1.0 H-50 | Crown Atlantic Co LLC |  | Private | 39.1715 | -77.1578 | Monopole | 120 | 0 |  | 2005-02-17 | 2005-03-09 | Recommended | WASHMD0555 |  | https://s3.amazonaws.com/montgomerycountytfcg/Applications/200502-13.pdf
200502-14 | Cingular Wireless | Antenna change out | Minor Modification | Sunrise Apts | 149 | 19310 | Club House Rd | Gaithersburg | R-10 | Sunrise Assisted Living |  | Private | 39.1738 | -77.2027 | Building | 70 | 0 |  | 2005-02-17 | 2005-03-09 | Recommended | WASHMD0557 |  | https://s3.amazonaws.com/montgomerycountytfcg/Applications/200502-14.pdf
200502-15 | Cingular Wireless | Antenna change out | Minor Modification | Pepco 59-N | 158.01 | 0 | Black Rock Rd | Germantown | AR | Pepco | Pepco | Private | 39.1385 | -77.2957 | Tower | 124.5 | 0 |  | 2005-02-17 | 2005-03-09 | Recommended | WASHMD0561 |  | https://s3.amazonaws.com/montgomerycountytfcg/Applications/200502-15.pdf
200502-16 | Cingular Wireless | Antenna change out | Minor Modification | Verizon Building | 36 | 13100 | Columbia Pike | Silver Spring | EOF-0.75 H-100 T | Chesapeake and Potomac Tele Co MD |  | Private | 39.0713 | -76.9589 | Building | 68 | 0 |  | 2005-02-17 | 2005-03-09 | Recommended | WASHMD0568 |  | https://s3.amazonaws.com/montgomerycountytfcg/Applications/200502-16.pdf
200502-17 | Cingular Wireless | Antenna change out | Minor Modification | Mullinix Farm | 238 | 11416 | Hawkes Rd | Clarksburg | RC | Michael Longshore & Linda Better |  | Private | 39.2464 | -77.2363 | Monopole | 162 | 0 |  | 2005-02-17 | 2005-03-09 | Recommended | WASHMD2077 |  | https://s3.amazonaws.com/montgomerycountytfcg/Applications/200502-17.pdf
200502-02 | T-Mobile | Existing building | Colocation | Wheaton Plaza | 586 | 11160 | Veirs Mill Rd | Wheaton | GR-1.5 | Wheaton Plaza Regional Shopping Center |  | Public | 39.0369 | -77.0548 | Building | 110 | 0 |  | 2005-02-16 | 2005-03-09 | Withdrawn | 7WAN301
200502-03 | T-Mobile | New 103' monopole | New | Daly Elementary School | 324 | 20301 | Brandermill Dr | Germantown | R-90 | MCPS | School | Public | 39.1888 | -77.2325 | Monopole | 101 | 0 |  | 2005-02-16 | 2005-03-09 | Recommended | WAN144 |  | https://s3.amazonaws.com/montgomerycountytfcg/Applications/200502-03.pdf
200502-01 | Nextel Communications | Existing building | Colocation | Memorial United Methodist | 322 | 9226 | Colesville Rd | Silver Spring | R-60 | Memorial First India United Methodist Church | Church | Private | 39.0074 | -77.0218 | Building | 87 | 0 |  | 2005-01-26 | 2005-03-09 | Recommended | Kingsbury MD2958 |  | https://s3.amazonaws.com/montgomerycountytfcg/Applications/200502-01.pdf
200412-09 | Cingular Wireless | Antenna change out | Minor Modification | Bethesda VFD 26 | 114 | 6700 | Democracy Blvd | Bethesda | R-90 | Bethesda Vol. Fire Dept. |  | Private | 39.021 | -77.1378 | Monopole | 150 | 0 |  | 2005-01-18 | 2005-02-09 | Recommended | Democracy |  | https://s3.amazonaws.com/montgomerycountytfcg/Applications/200412-09.pdf
200412-24 | Cingular Wireless | Antenna change out | Minor Modification | Sandy Spring VFD 40 | 117 | 16911 | Georgia Ave | Olney | RE-2 | Sandy Spring Vol. Fire Dept. | Fire | Private | 39.1336 | -77.068 | Monopole | 150 | 0 |  | 2005-01-18 | 2005-02-09 | Recommended | Olney |  | https://s3.amazonaws.com/montgomerycountytfcg/Applications/200412-24.pdf
200501-02 | T-Mobile | Existing building | Colocation | E-Z Storage | 319 | 12311 | Parklawn Dr | Rockville | IL-1.0 | Rockville Land LLLP |  | Private | 39.0594 | -77.1106 | Building | 36 | 0 |  | 2005-01-18 | 2005-02-09 | Recommended | WAN121A |  | https://s3.amazonaws.com/montgomerycountytfcg/Applications/200501-02.pdf
200501-03 | Cingular Wireless | Antenna change out | Minor Modification | Ferguson Farm | 63 | 14825 | Comus Rd | Boyds | AR | John W. Ferguson |  | Private | 39.2448 | -77.3004 | Tower | 193 | 0 |  | 2005-01-18 | 2005-02-09 | Recommended | Brink |  | https://s3.amazonaws.com/montgomerycountytfcg/Applications/200501-03.pdf
200501-04 | Cingular Wireless | Antenna change out | Minor Modification | Haights Branch Tower | 112 | 5229 | Damascus Rd | Gaithersburg | AR | LECHLIDER DOUGLAS E & ROBIN L |  | Private | 39.2431 | -77.101 | Tower | 225 | 0 |  | 2005-01-18 | 2005-02-09 | Recommended | Haights Branch |  | https://s3.amazonaws.com/montgomerycountytfcg/Applications/200501-04.pdf
200501-05 | Cingular Wireless | Antenna change out | Minor Modification | Airpark Water Tank | 134 | 20511 | Woodfield Rd | Gaithersburg | RE-1 | WSSC | WSSC | Public | 39.1923 | -77.1513 | Water Tank | 98 | 0 |  | 2005-01-18 | 2005-02-09 | Recommended | Goshen |  | https://s3.amazonaws.com/montgomerycountytfcg/Applications/200501-05.pdf
200501-06 | Cingular Wireless | Antenna change out | Minor Modification | Quail Hill Farms | 90 | 301 | Quailhill Drive | Brookeville | R | Andrew Austin |  | Private | 39.1628 | -77.0056 | Monopole | 170 | 0 |  | 2005-01-18 | 2005-02-09 | Recommended | Brinklow |  | https://s3.amazonaws.com/montgomerycountytfcg/Applications/200501-06.pdf
200501-07 | Cingular Wireless | Antenna change out | Minor Modification | Laytonsville | 321 | 4301 | Brookeville Rd | Brookeville | AR | Jane C Maller, Trustee |  | Private | 39.184 | -77.0815 | Monopole | 182 | 0 |  | 2005-01-18 | 2005-02-09 | Recommended | Laytonsville |  | https://s3.amazonaws.com/montgomerycountytfcg/Applications/200501-07.pdf
200501-08 | Cingular Wireless | Antenna change out | Minor Modification | Leaman Property | 86 | 13820 | Clopper Rd | Boyds | R-200 | American Tower Asset Sub 2 LLC |  | Private | 39.1652 | -77.2908 | Monopole | 125 | 0 |  | 2005-01-18 | 2005-02-09 | Recommended | Old Germantown |  | https://s3.amazonaws.com/montgomerycountytfcg/Applications/200501-08.pdf
200501-09 | Cingular Wireless | Antenna change out | Minor Modification | Brink Water Tank | 87 | 21701 | Ridge Rd | Germantown | AR | WSSC | WSSC | Public | 39.2126 | -77.238 | Water Tank | 124 | 0 |  | 2005-01-18 | 2005-02-09 | Recommended | Gonk Fill |  | https://s3.amazonaws.com/montgomerycountytfcg/Applications/200501-09.pdf
200501-10 | Cingular Wireless | Antenna change out | Minor Modification | Aspen Monopole | 104 | 15710 | New Hampshire Ave | Silver Spring | RE-2 | Michael A. Grodin |  | Private | 39.1161 | -76.9962 | Monopole | 172 | 0 |  | 2005-01-18 | 2005-02-09 | Recommended | Gilnorwood |  | https://s3.amazonaws.com/montgomerycountytfcg/Applications/200501-10.pdf
200501-11 | Cingular Wireless | Antenna change out | Minor Modification | Semmes Building | 35 | 10220 | River Rd | Rocville | NR-0.75 | Semmes Buildng LLC |  | Private | 39.0182 | -77.2097 | Building | 42.5 | 0 |  | 2005-01-18 | 2005-02-09 | Recommended | River Road |  | https://s3.amazonaws.com/montgomerycountytfcg/Applications/200501-11.pdf
200501-12 | Cingular Wireless | Antenna change out | Minor Modification | MDOT-Rockville | 73 |  | I-270 & Montrose Rd | Rockville | R-90 | MDOT / State Hwy Admin. | State | Public | 39.0579 | -77.1537 | Monopole | 140 | -1 |  | 2005-01-18 | 2005-02-09 | Recommended | Fortune Park |  | https://s3.amazonaws.com/montgomerycountytfcg/Applications/200501-12.pdf
200501-13 | Cingular Wireless | Antenna change out | Minor Modification | Wall Lane Water Tank | 2 | 11400 | Woodglen Dr & Executive Blvd | Rockville | CR-3.0 C-1.5 R-2.5 H-100 | WSSC | WSSC | Public | 39.0436 | -77.1141 | Water Tank | 105 | 0 |  | 2005-01-18 | 2005-02-09 | Recommended | White Flint |  | https://s3.amazonaws.com/montgomerycountytfcg/Applications/200501-13.pdf
200501-14 | Cingular Wireless | Antenna change out | Minor Modification | AT&T Long Line Tower | 120 | 12419 | Middlebrook Rd | Germantown | IM-2.5 H-50 | American Tower Inc. |  | Private | 39.1769 | -77.2572 | Tower | 125 | 0 |  | 2005-01-18 | 2005-02-09 | Recommended | Middlebrook |  | https://s3.amazonaws.com/montgomerycountytfcg/Applications/200501-14.pdf
200501-15 | Cingular Wireless | Antenna change out | Minor Modification | Bethesda Country Club | 51.01 | 7601 | Bradley Blvd | Bethesda | R-200 | Bethesda Country Club |  | Private | 39.0153 | -77.1501 | Monopole | 150 | 0 |  | 2005-01-18 | 2005-02-09 | Recommended | Montgomery Mall |  | https://s3.amazonaws.com/montgomerycountytfcg/Applications/200501-15.pdf
200501-16 | Cingular Wireless | Antenna change out | Minor Modification | Bradley Water Tank 2 | 72.02 | 5603 | Radnor Rd | Bethesda | R-90 | WSSC | WSSC | Public | 38.9801 | -77.1136 | Water Tank | 106 | 0 |  | 2005-01-18 | 2005-02-09 | Recommended | Kenwood Water Tank |  | https://s3.amazonaws.com/montgomerycountytfcg/Applications/200501-16.pdf
200501-17 | Cingular Wireless | Antenna change out | Minor Modification | Baptist Home | 147 | 6301 | Greentree Rd | Bethesda | R-60 | Baptist Home for Children |  | Private | 39.0026 | -77.1273 | Monopole | 120 | 0 |  | 2005-01-18 | 2005-02-09 | Recommended | Bradley Hill |  | https://s3.amazonaws.com/montgomerycountytfcg/Applications/200501-17.pdf
200501-18 | Cingular Wireless | Antenna change out | Minor Modification | Classic Residence | 19 | 8100 | Connecticut Ave | Chevy Chase | R-10 | SNH CCMD Properties LLC |  | Private | 38.9917 | -77.0778 | Building | 138 | 0 |  | 2005-01-18 | 2005-02-09 | Recommended | East West Highway |  | https://s3.amazonaws.com/montgomerycountytfcg/Applications/200501-18.pdf
200501-19 | Cingular Wireless | Antenna change out | Minor Modification | Izaak Walton League | 6 | 18301 | Waring Station Rd | Germantown | R-200 | Izaak Walton League |  | Private | 39.1551 | -77.2535 | Tower | 224 | 0 |  | 2005-01-18 | 2005-02-09 | Recommended | Clopper Rd |  | https://s3.amazonaws.com/montgomerycountytfcg/Applications/200501-19.pdf
200501-20 | Cingular Wireless | Antenna change out | Minor Modification | Public Svc Training Academy | 7 | 10025 | Darnestown Rd | Rockville | CR-0.75 | Montgomery County | County | Public | 39.0992 | -77.2078 | Building | 78 | 0 |  | 2005-01-18 | 2005-02-09 | Recommended | Key West |  | https://s3.amazonaws.com/montgomerycountytfcg/Applications/200501-20.pdf
200501-21 | Cingular Wireless | Antenna change out | Minor Modification | Park Montgomery II | 239 | 8830 | Piney Branch Rd | Silver Spring | R-10 | Pineway Towers Condominium Inc |  | Private | 39.0003 | -76.9928 | Building | 102.5 | 0 |  | 2005-01-18 | 2005-02-09 | Recommended | Piney Branch |  | https://s3.amazonaws.com/montgomerycountytfcg/Applications/200501-21.pdf
200501-01 | T-Mobile | Existing silo | Colocation | Steinberg Silo | 318 | 15021 | Dufief Mill Rd | Gaithersburg | R-200 | Chabad Lubavitch of Upper Montgomery County |  | Private | 39.1027 | -77.2234 | Building | 61 | 0 |  | 2004-12-27 | 2005-05-11 | Recommended | WAN115 |  | https://s3.amazonaws.com/montgomerycountytfcg/Applications/200501-01.pdf
200412-25 | Cingular Wireless | Antenna change out | Minor Modification | Seventh Day Adventist | 317 | 12501 | Old Columbia Pike | Silver Spring | EOF-1.5 | Seventh Day Adventists |  | Private | 39.0616 | -76.9656 | Building | 30 | 0 |  | 2004-12-20 | 2005-02-09 | Recommended | Seventh Day |  | https://s3.amazonaws.com/montgomerycountytfcg/Applications/200412-25.pdf
200412-26 | Cingular Wireless | Antenna change out | Minor Modification | Naval Surface Warfare Ctr | 75 | 9500 | MacArthur Blvd | Bethesda | R-200 | United States Navy | Federal | Public | 38.976 | -77.1931 | Water Tank | 142 | 0 |  | 2004-12-20 | 2005-02-09 | Recommended | American Legion |  | https://s3.amazonaws.com/montgomerycountytfcg/Applications/200412-26.pdf
200412-27 | Cingular Wireless | Antenna change out | Minor Modification | Weitzer Property | 123 | 0 | Sugarland Rd | Poolesville | AR | BLUFFING GOAT FARM LLC |  | Private | 39.0857 | -77.3982 | Monopole | 195 | 0 |  | 2004-12-20 | 2005-02-09 | Recommended | Sugarland |  | https://s3.amazonaws.com/montgomerycountytfcg/Applications/200412-27.pdf
200412-28 | Cingular Wireless | Antenna change out | Minor Modification | Cabin John Water Tank | 132 | 6711 | Tomlinson Terr | Cabin John | R-200 | WSSC | WSSC | Public | 38.9782 | -77.1597 | Water Tank | 133.5 | 0 |  | 2004-12-20 | 2005-02-09 | Recommended | Cabin John |  | https://s3.amazonaws.com/montgomerycountytfcg/Applications/200412-28.pdf
200412-29 | Cingular Wireless | Antenna Change Out | Minor Modification | Rockville Measuring Station | 102 | 15030 | Frederick Rd | Rockville | IM-2.5 H-50 | Atlantic Seaboard Corp |  | Private | 39.1021 | -77.1572 | Tower | 188 | 0 |  | 2004-12-20 | 2005-02-09 | Recommended | Lincoln Terrace |  | https://s3.amazonaws.com/montgomerycountytfcg/Applications/200412-29.pdf
200412-30 | Cingular Wireless | Antenna change out | Minor Modification | Crescent Bldg | 84 | 4600 | East-West Hwy | Bethesda | CR-5.0 C-5.0 R-4.75 H-175 | Bethesda Crescent 4600 CO Limited Prtnrship |  | Private | 38.9845 | -77.0929 | Building | 128.83 | 0 |  | 2004-12-20 | 2005-02-09 | Recommended | Crescent |  | https://s3.amazonaws.com/montgomerycountytfcg/Applications/200412-30.pdf
200412-31 | Cingular Wireless | Antenna change out | Minor Modification | Fire Station 31 | 10 | 12100 | Darnestown Rd | Gaithersburg | R-200 | Montgomery County |  | Public | 39.1161 | -77.2512 | Monopole | 161 | 0 |  | 2004-12-20 | 2005-02-09 | Recommended | Quince Orchard |  | https://s3.amazonaws.com/montgomerycountytfcg/Applications/200412-31.pdf
200412-32 | Cingular Wireless | Antenna change out | Minor Modification | Troop 52 Forest Preserve | 113 | 16100 | Darnestown Rd | Dawsonville | AR | Seneca Creek Forest Preserve Inc |  | Private | 39.1343 | -77.335 | Tower | 180 | 0 |  | 2004-12-20 | 2005-02-09 | Recommended | Dawsonville |  | https://s3.amazonaws.com/montgomerycountytfcg/Applications/200412-32.pdf
200412-33 | Cingular Wireless | Antenna change out | Minor Modification | Avenel Golf Course | 55 | 10010 | Oaklyn Dr | Potomac | RE-2C | WSSC | WSSC | Public | 38.9951 | -77.2038 | Monopole | 130 | 0 |  | 2004-12-20 | 2005-02-09 | Recommended | Kemper II |  | https://s3.amazonaws.com/montgomerycountytfcg/Applications/200412-33.pdf
200412-34 | Cingular Wireless | Antenna change out | Minor Modification | Goldsboro Rd Site | 129 | 6400 | Goldsboro Rd | Bethesda | CRT-0.75 C-0.75 R-0.25 H-35 | 6400 Goldsboro LLC |  | Private | 38.9701 | -77.1296 | Building | 55.8 | 0 |  | 2004-12-20 | 2005-02-09 | Recommended | Glen Echo |  | https://s3.amazonaws.com/montgomerycountytfcg/Applications/200412-34.pdf
200412-11 | Cingular Wireless | Antenna change out | Minor Modification | Shumaker Property | 127 | 0 | Peach Tree Rd | Boyds | AR | Shumaker Family Properties LLC |  | Private | 39.1996 | -77.3481 | Tower | 150 | 0 |  | 2004-12-14 | 2005-02-09 | Recommended | Barnesville |  | https://s3.amazonaws.com/montgomerycountytfcg/Applications/200412-11.pdf
200412-12 | Cingular Wireless | Antenna change out | Minor Modification | CSX Tower | 54 | 2701 | Forest Glen Rd | Kensington | R-60 | United States of America |  | Private | 39.0146 | -77.0553 | Tower | 69 | 0 |  | 2004-12-14 | 2005-02-09 | Recommended | Washington Temple |  | https://s3.amazonaws.com/montgomerycountytfcg/Applications/200412-12.pdf
200412-13 | Cingular Wireless | Antenna change out | Minor Modification | Gymkhana Club | 56 | 14100 | River Rd | Rockville | RE-2 | River Road Development Inc |  | Private | 39.063 | -77.2925 | Monopole | 143.6 | 0 |  | 2004-12-14 | 2005-02-09 | Recommended | Blockhouse 2-054 |  | https://s3.amazonaws.com/montgomerycountytfcg/Applications/200412-13.pdf
200412-14 | Cingular Wireless | Antenna change out | Minor Modification | Knights of Columbus | 13.01 | 17001 | Overhill Rd | Derwood | RE-1 | MONTG CNCL K C BLDG CORP |  | Private | 39.1347 | -77.1418 | Monopole | 173 | 0 |  | 2004-12-14 | 2005-02-09 | Recommended | Montgomery Village |  | https://s3.amazonaws.com/montgomerycountytfcg/Applications/200412-14.pdf
200412-15 | Cingular Wireless | Antenna change out | Minor Modification | Kruhm Farm Tower | 118 | 16001 | Kruhm Rd | Burtonsville | RC | Fred Kruhm |  | Private | 39.1217 | -76.9453 | Tower | 190 | 0 |  | 2004-12-14 | 2005-02-09 | Recommended | Kruhm |  | https://s3.amazonaws.com/montgomerycountytfcg/Applications/200412-15.pdf
200412-16 | Cingular Wireless | Antenna change out | Minor Modification | Promenade | 47 | 5225 | Pooks Hill Rd | Bethesda | R-H | Promenade Towers MH Corp |  | Private | 39.0174 | -77.1068 | Building | 193 | 0 |  | 2004-12-14 | 2005-02-09 | Recommended | Maplewood |  | https://s3.amazonaws.com/montgomerycountytfcg/Applications/200412-16.pdf
200412-17 | Cingular Wireless | Antenna change out | Minor Modification | Fire Station 33 | 37 | 11430 | Falls Rd | Potomac | R-200 | Rockville Volunteer Fire Dept. | Fire | Private | 39.0437 | -77.1939 | Monopole | 150 | 0 |  | 2004-12-14 | 2005-02-09 | Recommended | Potomac |  | https://s3.amazonaws.com/montgomerycountytfcg/Applications/200412-17.pdf
200412-18 | Cingular Wireless | Antenna change out | Minor Modification | Silver Spring VFD | 320 | 111 | University Blvd East | Silver Spring | R-60 | Silver Spring VFD | Fire | Private | 39.0174 | -77.0072 | Tower | 73 | 0 |  | 2004-12-14 | 2005-02-09 | Recommended | Four Corners |  | https://s3.amazonaws.com/montgomerycountytfcg/Applications/200412-18.pdf
200412-19 | Cingular Wireless | Antenna change out | Minor Modification | Carver Tower | 124 | 2647 | W University Blvd | Silver Spring | CR-5.0 C-4.5 R-4.5 H-130 | Bajwa Property Management LLC |  | Private | 39.0407 | -77.0549 | Tower | 275 | 0 |  | 2004-12-14 | 2005-02-09 | Recommended | Kensington |  | https://s3.amazonaws.com/montgomerycountytfcg/Applications/200412-19.pdf
200412-20 | Cingular Wireless | Antenna change out | Minor Modification | Colesville Monopole | 76 | 49 | Randolph Rd | Colesville | NR-0.75 H-45 | A.I. GLENVIEW LLC M & ML PATRIOT LLC ETAL |  | Private | 39.0764 | -77.0028 | Monopole | 150 | 0 |  | 2004-12-14 | 2005-02-09 | Recommended | Fairknoll |  | https://s3.amazonaws.com/montgomerycountytfcg/Applications/200412-20.pdf
200412-21 | Cingular Wireless | Antenna change out | Minor Modification | Argyle Country Club | 111 | 14600 | Argyle Club Rd | Silver Spring | RE-2 | Argyle Land Company |  | Private | 39.0961 | -77.0526 | Monopole | 125 | 0 |  | 2004-12-14 | 2005-02-09 | Recommended | Colesville |  | https://s3.amazonaws.com/montgomerycountytfcg/Applications/200412-21.pdf
200412-22 | Cingular Wireless | Antenna change out | Minor Modification | Super Fresh Shopping Ctr. | 52 | 3901 | Aspen Hill Rd | Silver Spring | CRT-2.25 C-1.5 R-0.75 H-75 | LDG Inc |  | Private | 39.0821 | -77.079 | Monopole | 116 | 0 |  | 2004-12-14 | 2005-02-09 | Recommended | Aspen Hill |  | https://s3.amazonaws.com/montgomerycountytfcg/Applications/200412-22.pdf
200412-23 | Cingular Wireless | Antenna change out | Minor Modification | Damascus VFD 13 Activity Ctr | 107 | 10211 | Lewis Dr | Damascus | RE-2C | Damascus VFD | Fire | Private | 39.2908 | -77.2135 | Monopole | 200 | 0 |  | 2004-12-14 | 2005-02-09 | Recommended | Damascus |  | https://s3.amazonaws.com/montgomerycountytfcg/Applications/200412-23.pdf
200412-04 | Cingular Wireless | Antenna change out | Minor Modification | MDOT-Kensington | 77 | 9200 | Kensington Pkwy | Kensington | R-90 | MDOT / State Hwy Admin. |  | Private | 39.0077 | -77.075 | Monopole | 160 | -1 |  | 2004-12-01 | 2005-02-09 | Recommended | North Chase/Conn.Ave |  | https://s3.amazonaws.com/montgomerycountytfcg/Applications/200412-04.pdf
200412-05 | Cingular Wireless | Antenna change out | Minor Modification | Rock Creek | 304 | 8630 | Fenton St | Silver Spring | CR-6.0 C-6.0 R-6.0 H-260 | Gudelsky Co |  | Private | 38.9979 | -77.0285 | Building | 143 | 0 |  | 2004-12-01 | 2005-02-09 | Recommended | Rock Creek |  | https://s3.amazonaws.com/montgomerycountytfcg/Applications/200412-05.pdf
200412-06 | Cingular Wireless | Antenna change out | Minor Modification | Pinnacle Towers | 21 | 5202 | River Rd | Bethesda | IM-2.5 H-50 | Pinnacle Towers Inc |  | Private | 38.9639 | -77.1047 | Tower | 744.5 | 0 |  | 2004-12-01 | 2005-02-09 | Recommended | Bethesda |  | https://s3.amazonaws.com/montgomerycountytfcg/Applications/200412-06.pdf
200412-07 | Cingular Wireless | Antenna change out | Minor Modification | Elton Rd | 280 | 1751 | Elton Rd | Silver Spring | CRT-1.0 | Capital Beltway Bldg Joint Venture |  | Private | 39.0192 | -76.9728 | Building | 38 | 0 |  | 2004-12-01 | 2005-02-09 | Recommended | Elton Road 2111 |  | https://s3.amazonaws.com/montgomerycountytfcg/Applications/200412-07.pdf
200412-08 | Cingular Wireless | Antenna change out | Minor Modification | Park Ritchie Apts | 48 | 7600 | Maple Ave | Takoma Park | R-10 | Park Ritchie LLC |  | Private | 38.9839 | -77.008 | Building | 151 | 0 |  | 2004-12-01 | 2005-02-09 | Recommended | Takoma Park |  | https://s3.amazonaws.com/montgomerycountytfcg/Applications/200412-08.pdf
200412-10 | Cingular Wireless | Antenna change out | Minor Modification | Schlesinger Building | 250 | 3720 | Farragut Ave | Kensington | CRT-1.5 C-1.0 R-1.0 H-45 | FARRAGUT BT LLC |  | Private | 39.0317 | -77.0743 | Building | 58 | 0 |  | 2004-12-01 | 2005-02-09 | Recommended | Ken-Gar-Schlesinger |  | https://s3.amazonaws.com/montgomerycountytfcg/Applications/200412-10.pdf
200412-02 | Cingular Wireless | Existing 105' monopole | Colocation | Petrucelli Property | 275 | 14120 | Darnestown Rd | Gaithersburg | CRN-0.25 C-0.25 R-0.0 H-35 | Vanic LLC |  | Private | 39.1037 | -77.2934 | Monopole | 105.7 | 0 |  | 2004-11-18 | 2004-12-15 | Recommended | Darnestown 1088 |  | https://s3.amazonaws.com/montgomerycountytfcg/Applications/200412-02.pdf
200412-01 | Nextel Communications | New 110' monopole | New | Pyle Middle School | 316 | 6311 | Wilson Ln | Bethesda | R-90 | MCPS | School | Public | 38.9889 | -77.1311 | Monopole | 110 | 0 |  | 2004-11-16 | 2004-12-15 | Recommended | MD-0735 |  | https://s3.amazonaws.com/montgomerycountytfcg/Applications/200412-01.pdf
200411-07 | Cingular Wireless | Existing transmission tower | Colocation | Pepco 43-N | 313 | 18698 | White Ground Rd | Boyds | AR | Pepco | Pepco | Private | 39.1631 | -77.3408 | Tower | 133 | 0 |  | 2004-10-26 | 2004-11-16 | Recommended | Blocktown 1652 |  | https://s3.amazonaws.com/montgomerycountytfcg/Applications/200411-07.pdf
200411-08 | Cingular Wireless | Existing BAM monopole | Colocation | Seneca Ayr Farm | 68 | 13100 | Old Baltimore Rd West | Boyds | IL-1.0 H-50 | Linthicum Properties Management LLC | Crown Castle | Private | 39.2124 | -77.2755 | Monopole | 140 | 0 |  | 2004-10-26 | 2004-11-16 | Recommended | Comsat 1656 |  | https://s3.amazonaws.com/montgomerycountytfcg/Applications/200411-08.pdf
200411-09 | Cingular Wireless | Existing Sprint monopole | Colocation | Oakmont Monopole | 3 | 16801 | Oakmont Ave | Gaithersburg | IM-2.5 H-50 | 16801 Oakmont Avenue LLC |  | Private | 39.1315 | -77.174 | Monopole | 191 | 0 |  | 2004-10-26 | 2004-11-16 | Recommended | Emory Grove 1657 |  | https://s3.amazonaws.com/montgomerycountytfcg/Applications/200411-09.pdf
200411-10 | Cingular Wireless | Existing transmission tower | Colocation | Pepco 68-S | 314.1 | 17099 | Riffle Ford Rd | Germantown | R-200 | Pepco | Pepco | Private | 39.1376 | -77.2746 | Tower | 134 | 0 |  | 2004-10-26 | 2004-11-16 | Recommended | Seneca Creek 1666 |  | https://s3.amazonaws.com/montgomerycountytfcg/Applications/200411-10.pdf
200411-11 | Verizon Wireless | Existing Verizon monopole | Colocation | Aspen Monopole | 104 | 15710 | New Hampshire Ave | Silver Spring | RE-2 | Michael A. Grodin |  | Private | 39.1161 | -76.9962 | Monopole | 172 | 0 |  | 2004-10-26 | 2004-11-16 | Recommended | Brown's Corner |  | https://s3.amazonaws.com/montgomerycountytfcg/Applications/200411-11.pdf
200411-12 | Verizon Wireless | Antenna change out | Minor Modification | Troop 52 Forest Preserve | 113 | 16100 | Darnestown Rd | Dawsonville | AR | Seneca Creek Forest Preserve Inc |  | Private | 39.1343 | -77.335 | Tower | 180 | 0 |  | 2004-10-26 | 2004-11-16 | Recommended | Dawsonville |  | https://s3.amazonaws.com/montgomerycountytfcg/Applications/200411-12.pdf
200411-13A | Verizon Wireless | Existing monopole | Colocation | Quail Hill Farms | 90 | 301 | Quailhill Drive | Brookeville | R | Andrew Austin |  | Private | 39.1628 | -77.0056 | Monopole | 170 | 0 |  | 2004-10-26 | 2004-11-16 | Recommended | Ashton |  | https://s3.amazonaws.com/montgomerycountytfcg/Applications/200411-13A.pdf
200411-13B | Verizon Wireless | Existing monopole | Colocation | Gymkhana Club | 56 | 14100 | River Rd | Rockville | RE-2 | River Road Development Inc |  | Private | 39.063 | -77.2925 | Monopole | 143.6 | 0 |  | 2004-10-26 | 2004-11-16 | Recommended | Bretton Woods |  | https://s3.amazonaws.com/montgomerycountytfcg/Applications/200411-13B.pdf
200411-13C | Verizon Wireless | Existing monopole | Colocation | McDonnell Property | 93.01 | 20315 | Georgia Ave | Brookeville | RC | Timothy McDonnell |  | Private | 39.1899 | -77.0607 | Monopole | 188 | 0 |  | 2004-10-26 | 2004-11-16 | Recommended | Brookeville |  | https://s3.amazonaws.com/montgomerycountytfcg/Applications/200411-13C.pdf
200411-13D | Verizon Wireless | Existing building | Colocation | Potomac Water Filt. Plant | 91 | 12200 | River Rd | Rockville | RE-2 | WSSC | WSSC | Public | 39.0405 | -77.2537 | Building | 81.3 | 0 |  | 2004-10-26 | 2004-11-16 | Recommended | Watts Branch |  | https://s3.amazonaws.com/montgomerycountytfcg/Applications/200411-13D.pdf
200411-06 | Cingular Wireless | Existing Verizon monopole | Colocation | Dickerson Auto Center | 105 | 22210 | Dickerson Rd | Dickerson | IM-2.5 H-50 | SMS Partnership | Crown Castle | Private | 39.2211 | -77.4281 | Monopole | 175.5 | 0 |  | 2004-10-22 | 2004-11-16 | Recommended | Dickerson #1627 |  | https://s3.amazonaws.com/montgomerycountytfcg/Applications/200411-06.pdf
200411-05 | Verizon Wireless | Existing transmission tower | Colocation | Pepco 93-N | 312 |  | Watkins Mill Rd @ Club House Rd | Gaithersburg | R-200 | Pepco | Pepco | Private | 39.1754 | -77.2086 | Tower | 126 | 0 |  | 2004-10-18 | 2004-11-16 | Recommended | Montgomery Village |  | https://s3.amazonaws.com/montgomerycountytfcg/Applications/200411-05.pdf
200411-04 | Cingular Wireless | New 120' monopole | New | Northwood High School | 192 | 919 | University Blvd | Silver Spring | R-60 | Board of Education | School | Public | 39.0366 | -77.0223 | Monopole | 110 | 0 |  | 2004-10-08 | 2004-11-16 | Recommended | Springbrook-Northwood |  | https://s3.amazonaws.com/montgomerycountytfcg/Applications/200411-04.pdf
200411-03 | Cingular Wireless | Existing transmission tower | Colocation | Pepco 638-N | 311.3 | 13900 | Piney Meeting House Rd | Potomac | IH-2.5 | Pepco | Pepco | Private | 39.065 | -77.225 | Tower | 133 | 0 |  | 2004-10-04 | 2004-11-16 | Recommended | Pinkney |  | https://s3.amazonaws.com/montgomerycountytfcg/Applications/200411-03.pdf
200411-02 | Cingular Wireless | Existing building | Colocation | Westlake Towers | 155 | 7420 | Westlake Terr | Bethesda | R-H | Westlake Park Condo |  | Private | 39.026 | -77.1508 | Building | 144.5 | 0 |  | 2004-10-01 | 2004-11-16 | Recommended | Tilden Park #1625 |  | https://s3.amazonaws.com/montgomerycountytfcg/Applications/200411-02.pdf
200411-01 | Nextel Communications | Existing monopole | Colocation | Argyle Country Club | 111 | 14600 | Argyle Club Rd | Silver Spring | RE-2 | Argyle Land Company |  | Private | 39.0961 | -77.0526 | Monopole | 125 | 0 |  | 2004-09-30 | 2004-11-16 | Recommended | Layhill MD-0772 |  | https://s3.amazonaws.com/montgomerycountytfcg/Applications/200411-01.pdf
200410-01 | Cingular Wireless | Existing Sprint monopole | Colocation | Sherwood High School | 157 | 300 | Olney-Sandy Spring Rd | Sandy Spring | RNC | Board of Education | School | Public | 39.1485 | -77.0172 | Monopole | 150 | 0 |  | 2004-09-10 | 2004-10-13 | Recommended | Ashton |  | https://s3.amazonaws.com/montgomerycountytfcg/Applications/200410-01.pdf
200409-01 | Cingular Wireless | Existing building | Colocation | Wessling | 310 | 6931 | Arlington Rd | Bethesda | CRT-2.25 | Greater Northest LLC |  | Private | 38.9785 | -77.0981 | Building | 55 | 0 |  | 2004-08-18 | 2004-09-08 | Recommended | Wessling 1628 |  | https://s3.amazonaws.com/montgomerycountytfcg/Applications/200409-01.pdf
200409-02 | Cingular Wireless | Existing building | Colocation | 6110 Executive Blvd | 171 | 6110 | Executive Blvd | Rockville | EOF-0.75 | Washington REIT |  | Private | 39.048 | -77.1241 | Building | 110 | 0 |  | 2004-08-18 | 2004-09-08 | Recommended | Rollins Park 1621 |  | https://s3.amazonaws.com/montgomerycountytfcg/Applications/200409-02.pdf
200408-03 | Nextel Communications | Existing lattice tower | Colocation | Pinnacle Towers | 21 | 5202 | River Rd | Bethesda | IM-2.5 H-50 | Pinnacle Towers Inc |  | Private | 38.9639 | -77.1047 | Tower | 744.5 | 0 |  | 2004-07-21 | 2004-08-11 | Recommended | MD0604A |  | https://s3.amazonaws.com/montgomerycountytfcg/Applications/200408-03.pdf
200408-02 | T-Mobile | Existing building | Colocation | Miller Company Bldg | 309 | 4701 | Sangamore Rd | Bethesda | NR-0.75 H-45 | WC & AN Miller Development Co |  | Private | 38.9498 | -77.1194 | Building | 51.5 | 0 |  | 2004-07-14 | 2004-08-11 | Recommended | WAN118 |  | https://s3.amazonaws.com/montgomerycountytfcg/Applications/200408-02.pdf
200408-01 | Cingular Wireless | Existing T-Mobile monopole | Colocation | Wheaton High School | 299 | 12501 | Dalewood Rd | Silver Spring | R-60 | MCPS | School | Public | 39.0595 | -77.0665 | Monopole | 100 | 0 |  | 2004-07-07 | 2004-08-11 | Recommended | Wheaton High School |  | https://s3.amazonaws.com/montgomerycountytfcg/Applications/200408-01.pdf
200407-05 | T-Mobile | New 143' monopole | New | Blake High School | 306 | 300 | Norwood Rd | Silver Spring | RE-2C | Board of Education | School | Public | 39.1121 | -77.0191 | Monopole | 120 | 0 |  | 2004-06-23 | 2004-07-14 | Recommended | WAN080 |  | https://s3.amazonaws.com/montgomerycountytfcg/Applications/200407-05.pdf
200407-06 | T-Mobile | New 100' monopole | New | Fairland Elem. School | 307 | 14315 | Fairdale Rd | Silver Spring | R-200 | MCPS | School | Public | 39.0897 | -76.9572 | Monopole | 100 | 0 |  | 2004-06-23 | 2004-07-14 | Recommended | WAN291 |  | https://s3.amazonaws.com/montgomerycountytfcg/Applications/200407-06.pdf
200407-07 | T-Mobile | Existing transmission tower | Colocation | Pepco 611-N | 308 | 13139-T | Colton Ln | Gaithersburg | RE-1 | Pepco | Pepco | Private | 39.121 | -77.2711 | Tower | 116 | 0 |  | 2004-06-23 | 2004-07-14 | Recommended | WAN295 |  | https://s3.amazonaws.com/montgomerycountytfcg/Applications/200407-07.pdf
200407-08 | T-Mobile | Existing Sprint monopole | Colocation | Sherwood High School | 157 | 300 | Olney-Sandy Spring Rd | Sandy Spring | RNC | Board of Education | School | Public | 39.1485 | -77.0172 | Monopole | 150 | 0 |  | 2004-06-23 | 2004-07-14 | Recommended | WAN281 |  | https://s3.amazonaws.com/montgomerycountytfcg/Applications/200407-08.pdf
200407-09 | T-Mobile | Existing Sprint monopole | Colocation | Tilden Middle School | 236 | 11211 | Old Georgetown Rd | Rockville | R-90 | Board of Education | School | Public | 39.0384 | -77.1211 | Monopole | 75 | 0 |  | 2004-06-23 | 2004-07-14 | Recommended | WAN268 |  | https://s3.amazonaws.com/montgomerycountytfcg/Applications/200407-09.pdf
200407-10 | T-Mobile | Existing Sprint monopole | Colocation | Goshen Church Monopole | 271 | 7700 | Brink Rd | Gaithersburg | R-200 | Goshen United Methodist Church | Church | Private | 39.2097 | -77.1574 | Monopole | 129 | 0 |  | 2004-06-23 | 2004-07-14 | Recommended | WAN259 |  | https://s3.amazonaws.com/montgomerycountytfcg/Applications/200407-10.pdf
200407-03 | T-Mobile | Existing building | Colocation | St. Luke Lutheran Church | 5 | 9100 | Colesville Rd | Silver Spring | R-60 | St. Luke Lutheran Church | Church | Private | 39.005 | -77.0238 | Building | 25 | 0 |  | 2004-06-21 | 2005-02-09 | Recommended | WAN137 |  | https://s3.amazonaws.com/montgomerycountytfcg/Applications/200407-03.pdf
200407-04 | Sprint PCS | Existing transmission tower | Colocation | Pepco 102-S | 305 | 8700 | Snouffer School Rd (block of) | Gaithersburg | R-200 | Pepco | Pepco | Private | 39.1854 | -77.1824 | Tower | 134 | 0 |  | 2004-06-21 | 2004-07-14 | Recommended | WA54XC785 |  | https://s3.amazonaws.com/montgomerycountytfcg/Applications/200407-04.pdf
200407-02 | T-Mobile | Existing building | Colocation | Hampshire West Apts | 303 | 1412(AKA 1432) | Hampshire West Ct | Silver Spring | R-20 | Hampshire West LLC |  | Private | 39.0082 | -76.9832 | Building | 45 | 0 |  | 2004-06-07 | 2004-07-14 | Recommended | WAN271 |  | https://s3.amazonaws.com/montgomerycountytfcg/Applications/200407-02.pdf
200407-01 | T-Mobile | Existing building | Colocation | MEP Building | 302 | 15800 | Crabbs Branch Way | Rockville | IM-2.5 | MEP I & II LLC |  | Private | 39.1142 | -77.1581 | Building | 41 | 0 |  | 2004-06-01 | 2004-07-14 | Recommended | WAN262 |  | https://s3.amazonaws.com/montgomerycountytfcg/Applications/200407-01.pdf
200406-07 | Montgomery County | Existing building | Colocation | Wheaton Metro Station | 211.02 |  | Georgia Ave & Prichard Rd | Wheaton | CBD-3 | Montgomery County | County | Public | 39.0365 | -77.0498 | Building | 66 | 0 |  | 2004-05-27 | 2004-06-16 | Recommended | Wheaton Metro Stn |  | https://s3.amazonaws.com/montgomerycountytfcg/Applications/200406-07.pdf
200406-04 | T-Mobile | New 130' monopole | New | JFK High School | 288 | 1901 | Randolph Rd | Silver Spring | R-90 | Board of Education | School | Public | 39.0676 | -77.0397 | Monopole | 135 | 0 |  | 2004-05-26 | 2004-07-14 | Recommended | WAN290 |  | https://s3.amazonaws.com/montgomerycountytfcg/Applications/200406-04.pdf
200406-05 | T-Mobile | Existing building | Colocation | Glen Echo Fire Department | 301 | 5920 | Massachusetts Ave | Bethesda | R-60 | Glen Echo Fire Department | Fire | Private | 38.9628 | -77.1208 | Building | 27 | 0 |  | 2004-05-26 | 2004-06-16 | Recommended | WAN279 |  | https://s3.amazonaws.com/montgomerycountytfcg/Applications/200406-05.pdf
200406-06 | T-Mobile | Existing WSSC tower | Colocation | WSSC Great Seneca | 295 | 12600 | Great Seneca Hwy | Germantown | R-200 | WSSC | WSSC | Private | 39.142 | -77.2744 | Tower | 200 | 0 |  | 2004-05-26 | 2004-06-16 | Recommended | WAN299 |  | https://s3.amazonaws.com/montgomerycountytfcg/Applications/200406-06.pdf
200406-03 | T-Mobile | Existing building | Colocation | Inwood House | 287 | 10921 | Inwood Ave | Silver Spring | R-60 | Inwood House Development Corp |  | Private | 39.035 | -77.0356 | Building | 47 | 0 |  | 2004-05-24 | 2004-06-16 | Recommended | WAN139 |  | https://s3.amazonaws.com/montgomerycountytfcg/Applications/200406-03.pdf
200406-02 | T-Mobile | Existing building | Colocation | Montgomery Towers | 265 | 415 | Silver Spring Ave | Silver Spring | R-10 | Montgomery Towers LLC |  | Private | 38.9933 | -77.0108 | Building | 57 | 0 |  | 2004-05-21 | 2004-06-16 | Recommended | WAN277 |  | https://s3.amazonaws.com/montgomerycountytfcg/Applications/200406-02.pdf
200406-01 | T-Mobile | Existing monopole | Colocation | Cabin John VFW Post | 60 | 11511 | MacArthur Blvd | Potomac | RE-2 | Cabin John Memorial Post 5633 |  | Private | 38.9963 | -77.2381 | Monopole | 126 | 0 |  | 2004-05-11 | 2004-06-16 | Recommended | WAN159 |  | https://s3.amazonaws.com/montgomerycountytfcg/Applications/200406-01.pdf
200405-05 | T-Mobile | Existing building | Colocation | Crossroads Building | 273 | 7676 | New Hampshire Ave | Takoma Park | CRT-2.5 | 7676 New Hampshire L.P. |  | Private | 38.9874 | -76.9885 | Building | 40 | 0 |  | 2004-04-28 | 2004-05-19 | Recommended | WAS243 |  | https://s3.amazonaws.com/montgomerycountytfcg/Applications/200405-05.pdf
200405-06 | T-Mobile | Existing Sprint monopole | Colocation | Tewksbury Manor | 270 | 5600 | Sundown Rd | Gaithersburg | AR | Mikaehl and Sonia Bagherian |  | Private | 39.214 | -77.1046 | Monopole | 149 | 0 |  | 2004-04-28 | 2004-05-19 | Recommended | WAN123 |  | https://s3.amazonaws.com/montgomerycountytfcg/Applications/200405-06.pdf
200405-07 | Cingular Wireless | Existing building | Colocation | Sunrise Apts | 149 | 19310 | Club House Rd | Gaithersburg | R-10 | Sunrise Assisted Living |  | Private | 39.1738 | -77.2027 | Building | 70 | 0 |  | 2004-04-28 | 2004-05-19 | Recommended | Sunrise Senior Center |  | https://s3.amazonaws.com/montgomerycountytfcg/Applications/200405-07.pdf
200405-04 | Sprint PCS | Existing building | Colocation | Montgomery Village | 300 | 18310 | Montgomery Village Ave | Gaithersburg | EOF-0.75 | BDC Montvale LLC |  | Private | 39.1571 | -77.2069 | Building | 91 | 0 |  | 2004-04-27 | 2004-05-19 | Recommended | Montvale |  | https://s3.amazonaws.com/montgomerycountytfcg/Applications/200405-04.pdf
200405-01 | Verizon Wireless | Existing lattice tower | Colocation | Damascus Tower | 78 | 26149 | Ridge Rd | Damascus | CRT-1.75 C-1.0 R-0.75 H-55 T | Montgomery County | County | Public | 39.2864 | -77.2069 | Tower | 260 | 0 |  | 2004-04-21 | 2004-05-19 | Recommended | Damascus |  | https://s3.amazonaws.com/montgomerycountytfcg/Applications/200405-01.pdf
200405-02 | Verizon Wireless | Existing lattice tower | Colocation | Ferguson Farm | 63 | 14825 | Comus Rd | Boyds | AR | John W. Ferguson |  | Private | 39.2448 | -77.3004 | Tower | 193 | 0 |  | 2004-04-21 | 2004-05-19 | Recommended | Clarksburg 2 |  | https://s3.amazonaws.com/montgomerycountytfcg/Applications/200405-02.pdf
200405-03 | Verizon Wireless | Existing monopole | Colocation | Seneca Ayr Farm | 68 | 13100 | Old Baltimore Rd West | Boyds | IL-1.0 H-50 | Linthicum Properties Management LLC | Crown Castle | Private | 39.2124 | -77.2755 | Monopole | 140 | 0 |  | 2004-04-21 | 2004-05-19 | Recommended | Milestone |  | https://s3.amazonaws.com/montgomerycountytfcg/Applications/200405-03.pdf
200404-05 | T-Mobile | Existing building | Colocation | Choice International | 29 | 10750 | Columbia Pike | Silver Spring | CRT-2.25 C-1.5 R-0.75 H-45 | VREC III LO COLESVILLE MEDICAL MOB LLC |  | Private | 39.0324 | -77.0045 | Building | 85 | 0 |  | 2004-03-31 | 2004-04-21 | Recommended | WAN135 |  | https://s3.amazonaws.com/montgomerycountytfcg/Applications/200404-05.pdf
200404-06 | Cingular Wireless | Existing building | Colocation | Chevy Chase Building | 18 | 5530 | Wisconsin Ave | Chevy Chase | CR-3.0 C-2.0 R-2.75 H-90 T | Friendship Propertie |  | Private | 38.9648 | -77.0883 | Building | 160 | 0 |  | 2004-03-31 | 2004-04-21 | Recommended | Chevy Chase |  | https://s3.amazonaws.com/montgomerycountytfcg/Applications/200404-06.pdf
200404-07 | Sprint PCS | Existing WSSC tower | Colocation | WSSC Great Seneca | 295 | 12600 | Great Seneca Hwy | Germantown | R-200 | WSSC | WSSC | Private | 39.142 | -77.2744 | Tower | 200 | 0 |  | 2004-03-31 | 2004-04-21 | Recommended | WAN60XC234 |  | https://s3.amazonaws.com/montgomerycountytfcg/Applications/200404-07.pdf
200404-08 | T-Mobile | Existing lattice tower | Colocation | Troop 52 Forest Preserve | 113 | 16100 | Darnestown Rd | Dawsonville | AR | Seneca Creek Forest Preserve Inc |  | Private | 39.1343 | -77.335 | Tower | 180 | 0 |  | 2004-03-31 | 2004-04-21 | Recommended | WAN141 |  | https://s3.amazonaws.com/montgomerycountytfcg/Applications/200404-08.pdf
200404-09 | T-Mobile | Existing transmission tower | Colocation | Pepco 100-N | 246 | 20000 blk | Goshen Rd & Rothbury Dr | Gaithersburg | R-200 | Pepco | Pepco | Private | 39.1843 | -77.1881 | Tower | 133 | 0 |  | 2004-03-31 | 2004-04-21 | Recommended | WAN260 |  | https://s3.amazonaws.com/montgomerycountytfcg/Applications/200404-09.pdf
200404-10 | T-Mobile | Existing transmission tower | Colocation | Pepco 666-N | 296 | 10611 | Westlake Dr | Bethesda | R-90 | Pepco | Pepco | Private | 39.0318 | -77.1477 | Tower | 123 | 0 |  | 2004-03-31 | 2004-04-21 | Recommended | WAN282 |  | https://s3.amazonaws.com/montgomerycountytfcg/Applications/200404-10.pdf
200404-11 | T-Mobile | Existing transmission tower | Colocation | Pepco 660-N | 243 | 11313 | Deborah Dr | Rockville | R-90 | Pepco | Pepco | Private | 39.0401 | -77.1642 | Tower | 134 | 0 |  | 2004-03-31 | 2004-04-21 | Recommended | WAN275 |  | https://s3.amazonaws.com/montgomerycountytfcg/Applications/200404-11.pdf
200404-12 | T-Mobile | Existing transmission tower | Colocation | Pepco 629-N | 297.02 | 13622 | Travilah Rd | North Potomac | R-200 | Pepco | Pepco | Private | 39.081 | -77.2459 | Tower | 122.5 | 0 |  | 2004-03-31 | 2004-04-21 | Recommended | WAN294 |  | https://s3.amazonaws.com/montgomerycountytfcg/Applications/200404-12.pdf
200404-13 | T-Mobile | Existing BAM monopole | Colocation | Aspen Monopole | 104 | 15710 | New Hampshire Ave | Silver Spring | RE-2 | Michael A. Grodin |  | Private | 39.1161 | -76.9962 | Monopole | 172 | 0 |  | 2004-03-31 | 2004-04-21 | Recommended | WAN128 |  | https://s3.amazonaws.com/montgomerycountytfcg/Applications/200404-13.pdf
200404-14 | T-Mobile | New 130' monopole | New | Albert Einstein High School | 298 | 11135 | Newport Mill Rd | Silver Spring | R-60 | MCPS | School | Public | 39.0401 | -77.0646 | Monopole | 130 | 0 |  | 2004-03-31 | 2004-04-21 | Recommended | WAN270 |  | https://s3.amazonaws.com/montgomerycountytfcg/Applications/200404-14.pdf
200404-15 | T-Mobile | New 100' monopole | New | Wheaton High School | 299 | 12501 | Dalewood Rd | Silver Spring | R-60 | MCPS | School | Public | 39.0595 | -77.0665 | Monopole | 100 | 0 |  | 2004-03-31 | 2004-04-21 | Recommended | WAN235 |  | https://s3.amazonaws.com/montgomerycountytfcg/Applications/200404-15.pdf
200404-04 | Sprint PCS | Existing monopole | Colocation | Seneca Ayr Farm | 68 | 13100 | Old Baltimore Rd West | Boyds | IL-1.0 H-50 | Linthicum Properties Management LLC | Crown Castle | Private | 39.2124 | -77.2755 | Monopole | 140 | 0 |  | 2004-03-26 | 2004-04-21 | Recommended | WAN54XC682 |  | https://s3.amazonaws.com/montgomerycountytfcg/Applications/200404-04.pdf
200404-03 | T-Mobile | Existing building | Colocation | Spring House Condo | 175 | 2201 | Colston Dr | Silver Spring | R-60 | Manor Health Care Corp |  | Private | 38.9948 | -77.0468 | Building | 81 | 0 |  | 2004-03-23 | 2004-04-21 | Recommended | WAN289 |  | https://s3.amazonaws.com/montgomerycountytfcg/Applications/200404-03.pdf
200404-01 | WSSC | New 195' WSSC lattice tower | New | Little Seneca Dam | 293 | 13920 | Wisteria Dr | Germantown | R-200 | WSSC | WSSC | Public | 39.1847 | -77.3008 | Tower | 195 | 0 |  | 2004-03-17 | 2004-05-19 | Recommended | Little Seneca Dam |  | https://s3.amazonaws.com/montgomerycountytfcg/Applications/200404-01.pdf
200404-02 | WSSC | New 140' WSSC lattice tower | New | Brighton Dam | 294 | 2 | Brighton Dam Rd | Brookeville | R-C | WSSC | WSSC | Public | 39.1906 | -77.0078 | Tower | 140 | 0 |  | 2004-03-17 | 2004-05-19 | Recommended | Brighton Dam |  | https://s3.amazonaws.com/montgomerycountytfcg/Applications/200404-02.pdf
200403-10 | T-Mobile | Existing monopole | Colocation | Milestone | 148 | 1 | Milestone Center Ct | Germantown | CR-2.0 C-1.75 R-0.5 H-125 T | WMMH Building LLC |  | Public | 39.2004 | -77.2591 | Monopole | 150 | 0 |  | 2004-03-03 | 2004-03-24 | Recommended | WAN284 |  | https://s3.amazonaws.com/montgomerycountytfcg/Applications/200403-10.pdf
200403-11 | T-Mobile | Existing Cell 1 monopole | Colocation | Knights of Columbus | 13.01 | 17001 | Overhill Rd | Derwood | RE-1 | MONTG CNCL K C BLDG CORP |  | Private | 39.1347 | -77.1418 | Monopole | 173 | 0 |  | 2004-03-03 | 2004-03-24 | Recommended | WAN230 |  | https://s3.amazonaws.com/montgomerycountytfcg/Applications/200403-11.pdf
200403-12 | T-Mobile | Existing monopole | Colocation | Argyle Country Club | 111 | 14600 | Argyle Club Rd | Silver Spring | RE-2 | Argyle Land Company |  | Private | 39.0961 | -77.0526 | Monopole | 125 | 0 |  | 2004-03-03 | 2004-03-24 | Recommended | WAN076 |  | https://s3.amazonaws.com/montgomerycountytfcg/Applications/200403-12.pdf
200403-13 | T-Mobile | Existing building | Colocation | University Gardens | 292 | 440 | University Blvd | Silver Spring | R-60 | Korean Community Sr. Housing |  | Private | 39.0072 | -76.9972 | Building | 54 | 0 |  | 2004-03-03 | 2004-03-24 | Recommended | WAN253 |  | https://s3.amazonaws.com/montgomerycountytfcg/Applications/200403-13.pdf
200403-06 | Cingular Wireless | Existing AT&T monopole | Colocation | Barnhart Property | 220 | 24000 | Laytonsville Rd | Gaithersburg | AR | Ruppert Family 2012 Trust |  | Private | 39.2495 | -77.1449 | Monopole | 125 | 0 |  | 2004-03-02 | 2004-03-24 | Recommended | Woodfield |  | https://s3.amazonaws.com/montgomerycountytfcg/Applications/200403-06.pdf
200403-07 | Cingular Wireless | Existing building | Colocation | Claridge House Apts | 179 | 2445 | Lyttonsville Rd | Silver Spring | CRT-1.25, C-0.25, R-1.25, H-150 | C & C Apartments Assoc LP |  | Private | 39 | -77.0525 | Building | 125 | 0 |  | 2004-03-02 | 2004-03-24 | Recommended | Dunlop Hills |  | https://s3.amazonaws.com/montgomerycountytfcg/Applications/200403-07.pdf
200403-08 | Cingular Wireless | Existing building | Colocation | Americana Finnmark Condo | 291 | 9900 | Georgia Ave | Silver Spring | R-20 | Christine Aquino et.al |  | Private | 39.0181 | -77.0446 | Building | 80 | 0 |  | 2004-03-02 | 2004-03-24 | Recommended | 1198-Forest Glen |  | https://s3.amazonaws.com/montgomerycountytfcg/Applications/200403-08.pdf
200403-09 | Cingular Wireless | Existing monopole | Colocation | Clement Property | 189 | 25201 | Peach Tree Rd | Clarksburg | AR | BRINKLOW-BLOCKTOWN LLC |  | Private | 39.2672 | -77.3193 | Monopole | 190 | 0 |  | 2004-03-02 | 2004-03-24 | Recommended | Little Bennett |  | https://s3.amazonaws.com/montgomerycountytfcg/Applications/200403-09.pdf
200403-04 | T-Mobile | Existing building | Colocation | Core Building | 290 | 12800 | Middlebrook Rd | Germantown | CR-1.25 | Gunners Lake Thirteen LP |  | Private | 39.1767 | -77.2653 | Building | 64 | 0 |  | 2004-02-26 | 2004-03-24 | Recommended | WAN264 |  | https://s3.amazonaws.com/montgomerycountytfcg/Applications/200403-04.pdf
200403-05 | T-Mobile | Existing building | Colocation | St. Patrick's Church | 28 | 4101 | Norbeck Rd | Rockville | RE-1 | St. Patrick's Church | Church | Private | 39.1087 | -77.082 | Building | 75 | 0 |  | 2004-02-26 | 2004-03-24 | Recommended | WAN112 |  | https://s3.amazonaws.com/montgomerycountytfcg/Applications/200403-05.pdf
200403-03 | T-Mobile | Existing building | Colocation | 11900 Parklawn Building | 289 | 11900 | Parklawn Dr | Bethesda | IL-1.0 | Washington REIT |  | Private | 39.0506 | -77.1056 | Building | 42 | 0 |  | 2004-02-20 | 2004-03-24 | Recommended | WAN146 |  | https://s3.amazonaws.com/montgomerycountytfcg/Applications/200403-03.pdf
200403-01 | T-Mobile | Existing building | Colocation | Aldon Building | 202 | 8200 | Wisconsin Ave | Bethesda | CR-3.0 | Alvin I.Brown c/o Aldon Mgmt |  | Private | 38.9919 | -77.0963 | Building | 143 | 0 |  | 2004-02-13 | 2004-03-24 | Recommended | WAN136A |  | https://s3.amazonaws.com/montgomerycountytfcg/Applications/200403-01.pdf
200402-04 | Cingular Wireless | Existing building | Colocation | Postal Training Facility | 233 | 10130 | Democracy Blvd | Potomac | RE-2 | United States Postal Service | Federal | Public | 39.0205 | -77.1864 | Building | 70 | 0 |  | 2004-01-27 | 2004-02-18 | Recommended | 1493-Thrush |  | https://s3.amazonaws.com/montgomerycountytfcg/Applications/200402-04.pdf
200402-01 | T-Mobile | Existing monopole | Colocation | Sandy Spring VFD 40 | 117 | 16911 | Georgia Ave | Olney | RE-2 | Sandy Spring Vol. Fire Dept. | Fire | Private | 39.1336 | -77.068 | Monopole | 150 | 0 |  | 2004-01-15 | 2004-02-18 | Recommended | WAN078 |  | https://s3.amazonaws.com/montgomerycountytfcg/Applications/200402-01.pdf
200402-02 | T-Mobile | New 120' monopole | New | Magruder High School | 285 | 5939 | Muncaster Mill Rd | Rockville | RE-1 | MCPS | School | Public | 39.1325 | -77.1176 | Monopole | 120 | 0 |  | 2004-01-15 | 2004-02-18 | Recommended | WAN071 |  | https://s3.amazonaws.com/montgomerycountytfcg/Applications/200402-02.pdf
200401-01 | T-Mobile | Existing building | Colocation | Rock Creek Village SC | 278 | 5504 | Norbeck Rd | Rockville | NR-0.75 | Second American Aspen LP |  | Private | 39.095 | -77.1114 | Building | 17 | 0 |  | 2003-12-23 | 2004-01-14 | Recommended | WAN404 |  | https://s3.amazonaws.com/montgomerycountytfcg/Applications/200401-01.pdf
200311-02 | T-Mobile | Existing transmission tower | Colocation | Pepco 175-S | 284 | 17000 | Oak Hill Rd | Silver Spring | RC | Pepco | Pepco | Private | 39.1342 | -76.9686 | Tower | 145 | 0 |  | 2003-10-22 | 2003-11-12 | Recommended | WAN083A |  | https://s3.amazonaws.com/montgomerycountytfcg/Applications/200311-02.pdf
200311-01 | Cingular Interactive | Existing building | Colocation | Postal Training Facility | 233 | 10130 | Democracy Blvd | Potomac | RE-2 | United States Postal Service | Federal | Public | 39.0205 | -77.1864 | Building | 70 | 0 |  | 2003-10-21 | 2003-11-12 | Recommended | DCA-0476 |  | https://s3.amazonaws.com/montgomerycountytfcg/Applications/200311-01.pdf
200310-03 | T-Mobile | Existing lattice tower | Colocation | Easterday Property | 186 | 9265 | Brown Church Rd | Mt. Airy | AR | Easterday Louise Et Al |  | Private | 39.3294 | -77.1886 | Tower | 250 | 0 |  | 2003-09-24 | 2003-10-15 | Recommended | WAN182C |  | https://s3.amazonaws.com/montgomerycountytfcg/Applications/200310-03.pdf
200310-01 | T-Mobile | Existing AT&T monopole | Colocation | Sarem Farm | 50 | 15901 | Columbia Pike | Burtonsville | RC | Jennifer Sarem |  | Private | 39.118 | -76.9292 | Monopole | 150 | 0 |  | 2003-09-23 | 2003-10-15 | Recommended | WAN095 |  | https://s3.amazonaws.com/montgomerycountytfcg/Applications/200310-01.pdf
200310-02 | T-Mobile | Existing Sprint monopole | Colocation | Wesley Grove Church | 248.01 | 23612 | Woodfield Rd | Gaithersburg | RE-2 | Wesley Grove Church | Church | Private | 39.2439 | -77.1864 | Monopole | 100 | 0 |  | 2003-09-23 | 2003-10-15 | Recommended | WAN091 |  | https://s3.amazonaws.com/montgomerycountytfcg/Applications/200310-02.pdf
200309-02 | T-Mobile | Existing building | Colocation | Park Ritchie Apts | 48 | 7600 | Maple Ave | Takoma Park | R-10 | Park Ritchie LLC |  | Private | 38.9839 | -77.008 | Building | 151 | 0 |  | 2003-09-16 | 2003-10-15 | Recommended | WAN056 |  | https://s3.amazonaws.com/montgomerycountytfcg/Applications/200309-02.pdf
200309-01 | T-Mobile | Existing building | Colocation | NOAA | 283 | 6100 | Executive Blvd | Rockville | CR-1.5 C-1.5 R-1.0 H-100 | 6100 Executive, LLC |  | Private | 39.0478 | -77.1239 | Building | 100 | 0 |  | 2003-09-11 | 2003-10-15 | Recommended | WAN110C |  | https://s3.amazonaws.com/montgomerycountytfcg/Applications/200309-01.pdf
200305-08 | Verizon Wireless | Existing lattice tower | Colocation | AT&T Long Line Tower | 120 | 12419 | Middlebrook Rd | Germantown | IM-2.5 H-50 | American Tower Inc. |  | Private | 39.1769 | -77.2572 | Tower | 125 | 0 |  | 2003-09-09 | 2003-10-15 | Withdrawn | Germantown
200308-02 | T-Mobile | Existing County lattice tower | Colocation | Shady Grove Tower | 137.02 | 8620 | Pleasant Rd | Gaithersburg | GR-1.5 | WSSC |  | Public | 39.1199 | -77.1796 | Tower | 250 | 0 |  | 2003-08-26 | 2003-09-17 | Recommended | WAN109C |  | https://s3.amazonaws.com/montgomerycountytfcg/Applications/200308-02.pdf
200308-01 | Sprint PCS | New 153' monopole | New | Good Hope Gardens | 282 | 14911 | Good Hope Rd | Silver Spring | RE-2C | Thao Thanh Bui |  | Private | 39.0997 | -76.9819 | Monopole | 153 | 0 |  | 2003-08-22 | 2003-10-15 | Recommended | WA54XC601B |  | https://s3.amazonaws.com/montgomerycountytfcg/Applications/200308-01.pdf
200307-02 | T-Mobile | Existing water tank | Colocation | Colesville Tank | 138 | 2201 | Industrial Pkwy | Silver Spring | CR-1.0 C-1.0 R-0.5 H-220 | WSSC | WSSC | Public | 39.0495 | -76.9633 | Water Tank | 216 | 0 |  | 2003-07-23 | 2003-08-13 | Recommended | WAN113A |  | https://s3.amazonaws.com/montgomerycountytfcg/Applications/200307-02.pdf
200307-01 | T-Mobile | Existing Sprint 193' monopole | Colocation | Beall Farm | 262 | 13201 | Lewisdale Rd | Clarksburg | AR | Rudell Beall & Sons Inc. |  | Private | 39.2886 | -77.2729 | Monopole | 184 | 0 |  | 2003-07-17 | 2003-08-13 | Recommended | WAN054A |  | https://s3.amazonaws.com/montgomerycountytfcg/Applications/200307-01.pdf
200306-04 | Cingular Wireless | Existing Cell1 monopole | Colocation | Bethesda VFD 26 | 114 | 6700 | Democracy Blvd | Bethesda | R-90 | Bethesda Vol. Fire Dept. |  | Private | 39.021 | -77.1378 | Monopole | 150 | 0 |  | 2003-06-18 | 2003-07-09 | Recommended | Democracy |  | https://s3.amazonaws.com/montgomerycountytfcg/Applications/200306-04.pdf
200306-05 | Verizon Wireless | Existing water tank | Colocation | Bradley Water Tank 2 | 72.02 | 5603 | Radnor Rd | Bethesda | R-90 | WSSC | WSSC | Public | 38.9801 | -77.1136 | Water Tank | 106 | 0 |  | 2003-06-18 | 2003-07-09 | Recommended | Kenwood |  | https://s3.amazonaws.com/montgomerycountytfcg/Applications/200306-05.pdf
200306-06 | Verizon Wireless | Existing transmission tower | Colocation | Pepco 660-S | 272 | 11200 | Deborah Dr | Bethesda | R-90 | Pepco | Pepco | Private | 39.04 | -77.1646 | Tower | 146 | 0 |  | 2003-06-18 | 2003-07-09 | Recommended | Tuckerman |  | https://s3.amazonaws.com/montgomerycountytfcg/Applications/200306-06.pdf
200306-07 | Verizon Wireless | Existing transmission tower | Colocation | Pepco 636-S | 311.02 | 13900 | Piney Meetinghouse Rd | Rockville | RE-2 | Pepco | Pepco | Private | 39.0679 | -77.23 | Tower | 126.5 | 0 |  | 2003-06-18 | 2003-07-09 | Recommended | Travilah |  | https://s3.amazonaws.com/montgomerycountytfcg/Applications/200306-07.pdf
200306-08 | Verizon Wireless | Existing AT&T monopole | Colocation | Baptist Home | 147 | 6301 | Greentree Rd | Bethesda | R-60 | Baptist Home for Children |  | Private | 39.0026 | -77.1273 | Monopole | 120 | 0 |  | 2003-06-18 | 2003-07-09 | Recommended | Bradley Woods |  | https://s3.amazonaws.com/montgomerycountytfcg/Applications/200306-08.pdf
200306-09 | Verizon Wireless | Existing water tank | Colocation | Glenmont Tank | 12 | 12413 | Georgia Ave | Silver Spring | CR-2.0 C-0.5 R-1.75 H-120 | WSSC | WSSC | Public | 39.0616 | -77.0516 | Water Tank | 183 | 0 |  | 2003-06-18 | 2003-07-09 | Recommended | Glenmont |  | https://s3.amazonaws.com/montgomerycountytfcg/Applications/200306-09.pdf
200306-10 | Verizon Wireless | Existing water tank | Colocation | Olney Water Tank | 25 | 17710 | Buehler Rd | Olney | RT-12.5 | WSSC | WSSC | Public | 39.1478 | -77.0644 | Water Tank | 118 | 0 |  | 2003-06-18 | 2003-07-09 | Recommended | Olney |  | https://s3.amazonaws.com/montgomerycountytfcg/Applications/200306-10.pdf
200306-11 | Verizon Wireless | Existing water tank | Colocation | Woodside Water Tank | 1 | 1945 | Seminary Pl | Silver Spring | R-60 | WSSC | WSSC | Public | 39.0099 | -77.0425 | Water Tank | 117 | 0 |  | 2003-06-18 | 2003-07-09 | Recommended | Woodside |  | https://s3.amazonaws.com/montgomerycountytfcg/Applications/200306-11.pdf
200306-12 | Verizon Wireless | Existing monopole | Colocation | Fire Station 31 | 10 | 12100 | Darnestown Rd | Gaithersburg | R-200 | Montgomery County |  | Public | 39.1161 | -77.2512 | Monopole | 161 | 0 |  | 2003-06-18 | 2003-07-09 | Recommended | Quince Orchard |  | https://s3.amazonaws.com/montgomerycountytfcg/Applications/200306-12.pdf
200306-13 | Verizon Wireless | Existing lattice tower | Colocation | Kruhm Farm Tower | 118 | 16001 | Kruhm Rd | Burtonsville | RC | Fred Kruhm |  | Private | 39.1217 | -76.9453 | Tower | 190 | 0 |  | 2003-06-18 | 2003-07-09 | Recommended | Spencerville |  | https://s3.amazonaws.com/montgomerycountytfcg/Applications/200306-13.pdf
200306-02 | T-Mobile | Existing building | Colocation | Westwood Towers Apts | 33 | 5401 | Westbard Ave | Bethesda | CRT-3.0 | Housing Opportunities Comm Montgomery County |  | Private | 38.9643 | -77.1062 | Building | 150 | 0 |  | 2003-06-16 | 2003-07-09 | Recommended | WAN033 |  | https://s3.amazonaws.com/montgomerycountytfcg/Applications/200306-02.pdf
200306-03 | T-Mobile | Existing building | Colocation | Classic Residence | 19 | 8100 | Connecticut Ave | Chevy Chase | R-10 | SNH CCMD Properties LLC |  | Private | 38.9917 | -77.0778 | Building | 138 | 0 |  | 2003-06-16 | 2003-07-09 | Recommended | WAN039 |  | https://s3.amazonaws.com/montgomerycountytfcg/Applications/200306-03.pdf
200306-01 | T-Mobile | Existing monopole | Colocation | Fire Station 33 | 37 | 11430 | Falls Rd | Potomac | R-200 | Rockville Volunteer Fire Dept. | Fire | Private | 39.0437 | -77.1939 | Monopole | 150 | 0 |  | 2003-06-06 | 2003-07-09 | Recommended | WAN038 |  | https://s3.amazonaws.com/montgomerycountytfcg/Applications/200306-01.pdf
200305-11 | T-Mobile | Existing building chimney | Colocation | Woodside Manor | 57 | 2114 | Dexter Ave | Silver Spring | R-10 | Woodside Manor LP |  | Private | 39.0212 | -77.0461 | Building | 75 | 0 |  | 2003-05-21 | 2003-06-11 | Recommended | 7WAN453D |  | https://s3.amazonaws.com/montgomerycountytfcg/Applications/200305-11.pdf
200305-12 | T-Mobile | Existing AT&T monopole | Colocation | Baptist Home | 147 | 6301 | Greentree Rd | Bethesda | R-60 | Baptist Home for Children |  | Private | 39.0026 | -77.1273 | Monopole | 120 | 0 |  | 2003-05-21 | 2003-06-11 | Recommended | WAN451A |  | https://s3.amazonaws.com/montgomerycountytfcg/Applications/200305-12.pdf
200305-14 | Cingular Wireless | Existing lattice tower | Colocation | AT&T Long Line Tower | 120 | 12419 | Middlebrook Rd | Germantown | IM-2.5 H-50 | American Tower Inc. |  | Private | 39.1769 | -77.2572 | Tower | 125 | 0 |  | 2003-05-21 | 2003-06-11 | Recommended | 2167 Middlebrook |  | https://s3.amazonaws.com/montgomerycountytfcg/Applications/200305-14.pdf
200305-15 | Cingular Wireless | Existing building | Colocation | Grosvenor House Apts | 14 | 10101 | Grosvenor Pl | Rockville | R-10 | Grosvenor Park |  | Private | 39.0233 | -77.1044 | Building | 174 | 0 |  | 2003-05-21 | 2003-06-11 | Recommended | 2051 Pooks Hill |  | https://s3.amazonaws.com/montgomerycountytfcg/Applications/200305-15.pdf
200305-16 | Cingular Wireless | Existing water tank | Colocation | Airpark Water Tank | 134 | 20511 | Woodfield Rd | Gaithersburg | RE-1 | WSSC | WSSC | Public | 39.1923 | -77.1513 | Water Tank | 98 | 0 |  | 2003-05-21 | 2003-06-11 | Recommended | Goshen |  | https://s3.amazonaws.com/montgomerycountytfcg/Applications/200305-16.pdf
200305-17 | AT&T Wireless | Existing Verizon monopole | Colocation | Cabin John VFW Post | 60 | 11511 | MacArthur Blvd | Potomac | RE-2 | Cabin John Memorial Post 5633 |  | Private | 38.9963 | -77.2381 | Monopole | 126 | 0 |  | 2003-05-21 | 2003-06-11 | Recommended | 3001 |  | https://s3.amazonaws.com/montgomerycountytfcg/Applications/200305-17.pdf
200305-18 | AT&T Wireless | Existing Sprint monopole | Colocation | Sherwood High School | 157 | 300 | Olney-Sandy Spring Rd | Sandy Spring | RNC | Board of Education | School | Public | 39.1485 | -77.0172 | Monopole | 150 | 0 |  | 2003-05-21 | 2003-06-11 | Recommended | 3002 |  | https://s3.amazonaws.com/montgomerycountytfcg/Applications/200305-18.pdf
200305-19 | AT&T Wireless | Existing transmission tower | Colocation | Pepco 163-S | 203 | 1000 | Ashton Rd (block of) | Ashton | R-C | Pepco | Pepco | Private | 39.1608 | -76.9839 | Tower | 132 | 0 |  | 2003-05-21 | 2003-06-11 | Recommended | 3003 |  | https://s3.amazonaws.com/montgomerycountytfcg/Applications/200305-19.pdf
200305-13 | T-Mobile | Existing AT&T monopole | Colocation | Silver Spring YMCA | 4 | 9800 | Hastings Dr | Silver Spring | R-60 | n |  | Private | 39.0159 | -77.0134 | Monopole | 120 | 0 |  | 2003-05-20 | 2003-06-11 | Recommended | WAN055A |  | https://s3.amazonaws.com/montgomerycountytfcg/Applications/200305-13.pdf
200305-05 | Verizon Wireless | Existing lattice tower | Colocation | Verizon Central Office | 168 | 8670 | Georgia Ave | Silver Spring | CR-5.0 C-4.0 R-4.75 H-145 T | Verizon Communications |  | Private | 38.9967 | -77.0298 | Building | 168 | 0 |  | 2003-05-07 | 2003-06-11 | Recommended | Silver Spring II |  | https://s3.amazonaws.com/montgomerycountytfcg/Applications/200305-05.pdf
200305-06 | T-Mobile | Existing building | Colocation | Grosvenor House Apts | 14 | 10101 | Grosvenor Pl | Rockville | R-10 | Grosvenor Park |  | Private | 39.0233 | -77.1044 | Building | 174 | 0 |  | 2003-05-07 | 2003-06-11 | Recommended | WAN034 |  | https://s3.amazonaws.com/montgomerycountytfcg/Applications/200305-06.pdf
200305-07 | Verizon Wireless | Existing AT&T monopole | Colocation | Silver Spring YMCA | 4 | 9800 | Hastings Dr | Silver Spring | R-60 | n |  | Private | 39.0159 | -77.0134 | Monopole | 120 | 0 |  | 2003-05-07 | 2003-06-11 | Recommended | Woodmoor |  | https://s3.amazonaws.com/montgomerycountytfcg/Applications/200305-07.pdf
200305-09 | Verizon Wireless | Existing Sprint monopole | Colocation | Colesville Monopole | 76 | 49 | Randolph Rd | Colesville | NR-0.75 H-45 | A.I. GLENVIEW LLC M & ML PATRIOT LLC ETAL |  | Private | 39.0764 | -77.0028 | Monopole | 150 | 0 |  | 2003-05-07 | 2003-08-20 | Withdrawn | Colesville
200305-04 | T-Mobile | Existing monopole | Colocation | Leaman Property | 86 | 13820 | Clopper Rd | Boyds | R-200 | American Tower Asset Sub 2 LLC |  | Private | 39.1652 | -77.2908 | Monopole | 125 | 0 |  | 2003-05-02 | 2003-06-11 | Recommended | WAN454A |  | https://s3.amazonaws.com/montgomerycountytfcg/Applications/200305-04.pdf
200305-01 | Verizon Wireless | Existing building. No structure height available. | Colocation | Wheaton | 281 | 11141 | Georgia Ave | Silver Spring | CR-6.0 | Estate of F.W. & H.R. Jones |  | Private | 39.0375 | -77.0506 | Building |  | 0 |  | 2003-04-30 | 2003-07-09 | Recommended | Wheaton |  | https://s3.amazonaws.com/montgomerycountytfcg/Applications/200305-01.pdf
200305-02 | Verizon Wireless | Existing building | Colocation | Sudbury House Condo | 38 | 2100 | Washington Avenue | Silver Spring | R-10 | Sudbury House Condominiums |  | Private | 38.9942 | -77.0454 | Building | 95 | 0 |  | 2003-04-30 | 2003-06-11 | Recommended | East West Highway |  | https://s3.amazonaws.com/montgomerycountytfcg/Applications/200305-02.pdf
200305-03 | Verizon Wireless | Existing monopole | Colocation | MDOT-Kensington | 77 | 9200 | Kensington Pkwy | Kensington | R-90 | MDOT / State Hwy Admin. |  | Private | 39.0077 | -77.075 | Monopole | 160 | -1 |  | 2003-04-30 | 2003-06-11 | Recommended | Chevy Chase View |  | https://s3.amazonaws.com/montgomerycountytfcg/Applications/200305-03.pdf
200304-03 | Cingular Wireless | Antenna change out | Minor Modification | Troop 52 Forest Preserve | 113 | 16100 | Darnestown Rd | Dawsonville | AR | Seneca Creek Forest Preserve Inc |  | Private | 39.1343 | -77.335 | Tower | 180 | 0 |  | 2003-04-24 | 2003-05-14 | Recommended | Dawsonville 2009 |  | https://s3.amazonaws.com/montgomerycountytfcg/Applications/200304-03.pdf
200304-04 | Cingular Wireless | Existing building | Colocation | Elton Rd | 280 | 1751 | Elton Rd | Silver Spring | CRT-1.0 | Capital Beltway Bldg Joint Venture |  | Private | 39.0192 | -76.9728 | Building | 38 | 0 |  | 2003-04-24 | 2003-05-14 | Recommended | Elton Road 2111 |  | https://s3.amazonaws.com/montgomerycountytfcg/Applications/200304-04.pdf
200304-05 | Cingular Wireless | Existing Cell 1 monopole | Colocation | Gymkhana Club | 56 | 14100 | River Rd | Rockville | RE-2 | River Road Development Inc |  | Private | 39.063 | -77.2925 | Monopole | 143.6 | 0 |  | 2003-04-24 | 2003-05-14 | Recommended | Blockhouse 2-054 |  | https://s3.amazonaws.com/montgomerycountytfcg/Applications/200304-05.pdf
200304-02 | Sprint PCS | Existing building | Colocation | Choice International | 29 | 10750 | Columbia Pike | Silver Spring | CRT-2.25 C-1.5 R-0.75 H-45 | VREC III LO COLESVILLE MEDICAL MOB LLC |  | Private | 39.0324 | -77.0045 | Building | 85 | 0 |  | 2003-04-18 | 2003-05-14 | Recommended | WA57XC043 |  | https://s3.amazonaws.com/montgomerycountytfcg/Applications/200304-02.pdf
200304-06 | Nextel Communications | Existing building | Colocation | Park Montgomery II | 239 | 8830 | Piney Branch Rd | Silver Spring | R-10 | Pineway Towers Condominium Inc |  | Private | 39.0003 | -76.9928 | Building | 102.5 | 0 |  | 2003-04-03 | 2003-05-14 | Recommended | MD-2235 Long Branch |  | https://s3.amazonaws.com/montgomerycountytfcg/Applications/200304-06.pdf
200303-06 | T-Mobile | Existing building | Colocation | Phillips Office Building | 279 | 9420 | Key West Ave | Rockville | LSC-1.0 H-110 T | Key West III LP |  | Private | 39.1029 | -77.1938 | Building | 54.25 | 0 |  | 2003-03-26 | 2003-04-16 | Recommended | WAN094 |  | https://s3.amazonaws.com/montgomerycountytfcg/Applications/200303-06.pdf
200303-07 | AT&T Wireless | Existing Sprint monopole | Colocation | Goshen Church Monopole | 271 | 7700 | Brink Rd | Gaithersburg | R-200 | Goshen United Methodist Church | Church | Private | 39.2097 | -77.1574 | Monopole | 129 | 0 |  | 2003-03-26 | 2003-04-16 | Recommended | 2080 |  | https://s3.amazonaws.com/montgomerycountytfcg/Applications/200303-07.pdf
200303-05 | T-Mobile | Existing building | Colocation | Writ Building | 39 | 10400 | Connecticut Ave | Kensington | CRT-2.5 | Knowles Associates |  | Private | 39.0271 | -77.077 | Building | 68 | 0 |  | 2003-03-24 | 2003-04-16 | Recommended | WAN041 |  | https://s3.amazonaws.com/montgomerycountytfcg/Applications/200303-05.pdf
200303-04 | T-Mobile | Existing lattice tower | Colocation | WWDC Radio Tower | 40 | 8800 | Brookeville Rd | Silver Spring | IM-2.5 H-50 | Chancellor Media Corp. |  | Private | 38.9999 | -77.057 | Tower | 695 | 0 |  | 2003-03-19 | 2003-04-16 | Recommended | WAN340 |  | https://s3.amazonaws.com/montgomerycountytfcg/Applications/200303-04.pdf
200303-02 | T-Mobile | Existing Sprint monopole | Colocation | Colesville Monopole | 76 | 49 | Randolph Rd | Colesville | NR-0.75 H-45 | A.I. GLENVIEW LLC M & ML PATRIOT LLC ETAL |  | Private | 39.0764 | -77.0028 | Monopole | 150 | 0 |  | 2003-03-12 | 2003-04-16 | Recommended | WAN004 |  | https://s3.amazonaws.com/montgomerycountytfcg/Applications/200303-02.pdf
200303-03 | T-Mobile | Existing water tank | Colocation | Cabin John Water Tank | 132 | 6711 | Tomlinson Terr | Cabin John | R-200 | WSSC | WSSC | Public | 38.9782 | -77.1597 | Water Tank | 133.5 | 0 |  | 2003-03-12 | 2003-04-16 | Recommended | WAN016 |  | https://s3.amazonaws.com/montgomerycountytfcg/Applications/200303-03.pdf
200303-01 | T-Mobile | Existing building | Colocation | Claridge House Apts | 179 | 2445 | Lyttonsville Rd | Silver Spring | CRT-1.25, C-0.25, R-1.25, H-150 | C & C Apartments Assoc LP |  | Private | 39 | -77.0525 | Building | 125 | 0 |  | 2003-02-27 | 2003-04-16 | Recommended | WAN052 |  | https://s3.amazonaws.com/montgomerycountytfcg/Applications/200303-01.pdf
200302-02 | T-Mobile | Existing 180' Sprint monopole | Colocation | Old Burtonsville VFD | 64 | 15430 | Old Columbia Pike | Burtonsville | CRT-1.5 C-1.0 R-1.25 H-70 | Burtonsville VFD | Fire | Private | 39.1102 | -76.9367 | Monopole | 180 | 0 |  | 2003-02-19 | 2003-03-12 | Recommended | WAN005 |  | https://s3.amazonaws.com/montgomerycountytfcg/Applications/200302-02.pdf
200211-02 | T-Mobile | Existing transmission tower | Colocation | Pepco 637-S | 311 | 12900 | Piney Meetinghouse Rd | Potomac | RE-2 | Pepco | Pepco | Private | 39.0669 | -77.2283 | Tower | 126 | 0 |  | 2002-10-31 | 2002-12-04 | Recommended | WAN072 |  | https://s3.amazonaws.com/montgomerycountytfcg/Applications/200211-02.pdf
200211-01 | Sprint PCS | Existing transmission tower | Colocation | Pepco 57-R | 277 | 24700 | Halterman Rd | Gaithersburg | AR | Pepco | Pepco | Private | 39.2627 | -77.1307 | Tower | 140 | 0 |  | 2002-10-28 | 2002-12-04 | Recommended | WA54XC570 |  | https://s3.amazonaws.com/montgomerycountytfcg/Applications/200211-01.pdf
200210-02 | Sprint PCS | New 100' monopole | New | Grace Fellowship | 276 | 8425 | Damascus Rd | Damascus | AR | Potomac Conf. 7th Day Adventist | Church | Private | 39.2833 | -77.1745 | Monopole | 97 | 0 |  | 2002-10-18 | 2002-11-06 | Recommended | WA33XC241 |  | https://s3.amazonaws.com/montgomerycountytfcg/Applications/200210-02.pdf
200210-01 | Sprint PCS | New 105' monopole | New | Petrucelli Property | 275 | 14120 | Darnestown Rd | Gaithersburg | CRN-0.25 C-0.25 R-0.0 H-35 | Vanic LLC |  | Private | 39.1037 | -77.2934 | Monopole | 105.7 | 0 |  | 2002-10-14 | 2002-11-06 | Recommended | WA54XC689 |  | https://s3.amazonaws.com/montgomerycountytfcg/Applications/200210-01.pdf
200209-01 | T-Mobile | Existing water tank | Colocation | Woodside Water Tank | 1 | 1945 | Seminary Pl | Silver Spring | R-60 | WSSC | WSSC | Public | 39.0099 | -77.0425 | Water Tank | 117 | 0 |  | 2002-09-10 | 2002-10-09 | Recommended | 7WAN042A |  | https://s3.amazonaws.com/montgomerycountytfcg/Applications/200209-01.pdf
200209-02 | T-Mobile | Existing Sprint monopole | Colocation | Bethesda Country Club | 51.01 | 7601 | Bradley Blvd | Bethesda | R-200 | Bethesda Country Club |  | Private | 39.0153 | -77.1501 | Monopole | 150 | 0 |  | 2002-09-10 | 2002-10-09 | Recommended | WAN048 |  | https://s3.amazonaws.com/montgomerycountytfcg/Applications/200209-02.pdf
200208-05 | VoiceStream Wireless | Existing building | Colocation | Summit Hills Apartments | 58 | 8484 | 16th St | Silver Spring | CR-2.5 C-0.25 R-2.5 H-145 | Summit Hills LLC |  | Private | 38.9951 | -77.037 | Building | 98.8 | 0 |  | 2002-08-21 | 2002-09-11 | Recommended | WAN059 |  | https://s3.amazonaws.com/montgomerycountytfcg/Applications/200208-05.pdf
200208-03 | VoiceStream Wireless | Existing building | Colocation | Rock Creek Terrace Apts | 8 | 12630 | Veirs Mill Rd | Rockville | R-10 | Rock Creek Terrace LP |  | Private | 39.0631 | -77.0964 | Building | 153 | 0 |  | 2002-08-20 | 2002-09-11 | Recommended | WAN079 |  | https://s3.amazonaws.com/montgomerycountytfcg/Applications/200208-03.pdf
200208-04 | VoiceStream Wireless | Existing building | Colocation | Verizon Building | 36 | 13100 | Columbia Pike | Silver Spring | EOF-0.75 H-100 T | Chesapeake and Potomac Tele Co MD |  | Private | 39.0713 | -76.9589 | Building | 68 | 0 |  | 2002-08-20 | 2002-09-11 | Recommended | WAN019 |  | https://s3.amazonaws.com/montgomerycountytfcg/Applications/200208-04.pdf
200208-02 | Sprint PCS | New 134' Sprint monopole | New | Emmanuel Church | 274 | 2311 | Norbeck Rd | Silver Spring | RE-2 | Dal & Myeong Hong | Church | Private | 39.1178 | -77.0497 | Monopole | 134 | 0 |  | 2002-08-14 | 2002-09-11 | Recommended | WA33XC911 |  | https://s3.amazonaws.com/montgomerycountytfcg/Applications/200208-02.pdf
200208-01 | Nextel Communications | Existing building | Colocation | Crossroads Building | 273 | 7676 | New Hampshire Ave | Takoma Park | CRT-2.5 | 7676 New Hampshire L.P. |  | Private | 38.9874 | -76.9885 | Building | 40 | 0 |  | 2002-07-26 | 2002-09-11 | Recommended | MD-0975A Glenside |  | https://s3.amazonaws.com/montgomerycountytfcg/Applications/200208-01.pdf
200207-02 | VoiceStream Wireless | Existing transmission tower | Colocation | Pepco 637-S | 311 | 12900 | Piney Meetinghouse Rd | Potomac | RE-2 | Pepco | Pepco | Private | 39.0669 | -77.2283 | Tower | 126 | 0 |  | 2002-07-09 | 2002-07-31 | Recommended | WAN072 |  | https://s3.amazonaws.com/montgomerycountytfcg/Applications/200207-02.pdf
200207-03 | VoiceStream Wireless | Existing Sprint monopole | Colocation | Colesville Monopole | 76 | 49 | Randolph Rd | Colesville | NR-0.75 H-45 | A.I. GLENVIEW LLC M & ML PATRIOT LLC ETAL |  | Private | 39.0764 | -77.0028 | Monopole | 150 | 0 |  | 2002-07-09 | 2002-11-13 | Withdrawn | WAN004
200207-01 | Verizon Wireless | Existing transmission tower | Colocation | Pepco 660-S | 272 | 11200 | Deborah Dr | Bethesda | R-90 | Pepco | Pepco | Private | 39.04 | -77.1646 | Tower | 146 | 0 |  | 2002-06-27 | 2002-09-11 | Recommended | Tuckerman |  | https://s3.amazonaws.com/montgomerycountytfcg/Applications/200207-01.pdf
200206-04 | Cingular Wireless | Existing AT&T monopole | Colocation | Baptist Home | 147 | 6301 | Greentree Rd | Bethesda | R-60 | Baptist Home for Children |  | Private | 39.0026 | -77.1273 | Monopole | 120 | 0 |  | 2002-06-12 | 2002-07-03 | Recommended | 841 |  | https://s3.amazonaws.com/montgomerycountytfcg/Applications/200206-04.pdf
200206-05 | AT&T Wireless | Existing County tower | Colocation | Poolesville Tower | 140 | 19200 | Jerusalem Rd | Poolesville | AR | Montgomery County | County | Public | 39.1632 | -77.4009 | Tower | 253 | 0 |  | 2002-06-12 | 2002-09-11 | Recommended | 14-002 |  | https://s3.amazonaws.com/montgomerycountytfcg/Applications/200206-05.pdf
200206-06 | Sprint PCS | New 120' Sprint monopole | New | Goshen Church Monopole | 271 | 7700 | Brink Rd | Gaithersburg | R-200 | Goshen United Methodist Church | Church | Private | 39.2097 | -77.1574 | Monopole | 129 | 0 |  | 2002-06-12 | 2002-07-03 | Recommended | WA54XC514 |  | https://s3.amazonaws.com/montgomerycountytfcg/Applications/200206-06.pdf
200206-03 | VoiceStream Wireless | Existing monopole | Colocation | Pyle Property | 190 | 211 | Ednor Rd | Silver Spring | RE-2 | Helen Pyle et al |  | Private | 39.1252 | -77.0182 | Monopole | 162 | 0 |  | 2002-06-11 | 2002-07-03 | Recommended | WAN154F |  | https://s3.amazonaws.com/montgomerycountytfcg/Applications/200206-03.pdf
200206-02 | VoiceStream Wireless | Existing building | Colocation | Westlake Towers | 155 | 7420 | Westlake Terr | Bethesda | R-H | Westlake Park Condo |  | Private | 39.026 | -77.1508 | Building | 144.5 | 0 |  | 2002-06-10 | 2002-07-03 | Recommended | WAN051 |  | https://s3.amazonaws.com/montgomerycountytfcg/Applications/200206-02.pdf
200206-01 | Sprint PCS | New 155' monopole-3 | New | Tewksbury Manor | 270 | 5600 | Sundown Rd | Gaithersburg | AR | Mikaehl and Sonia Bagherian |  | Private | 39.214 | -77.1046 | Monopole | 149 | 0 |  | 2002-06-05 | 2002-07-03 | Recommended | WA54XC673 |  | https://s3.amazonaws.com/montgomerycountytfcg/Applications/200206-01.pdf
200205-10 | Nextel Communications | Existing building | Colocation | Good Shepherd Church | 266 | 9701 | New Hampshire Ave | Silver Spring | R-90 | Good Shepherd Methodist Ch. | Church | Private | 39.0142 | -76.9775 | Building | 29 | 0 |  | 2002-05-23 | 2002-06-12 | Recommended | MD-0996C |  | https://s3.amazonaws.com/montgomerycountytfcg/Applications/200205-10.pdf
200205-08 | Sprint PCS | Existing building | Colocation | Montgomery Towers | 265 | 415 | Silver Spring Ave | Silver Spring | R-10 | Montgomery Towers LLC |  | Private | 38.9933 | -77.0108 | Building | 57 | 0 |  | 2002-05-22 | 2002-06-12 | Recommended | WA54XC436 |  | https://s3.amazonaws.com/montgomerycountytfcg/Applications/200205-08.pdf
200205-09 | AT&T Wireless | Existing Cingular lattice tower | Colocation | Troop 52 Forest Preserve | 113 | 16100 | Darnestown Rd | Dawsonville | AR | Seneca Creek Forest Preserve Inc |  | Private | 39.1343 | -77.335 | Tower | 180 | 0 |  | 2002-05-22 | 2002-06-12 | Recommended | 14-005 |  | https://s3.amazonaws.com/montgomerycountytfcg/Applications/200205-09.pdf
200205-07 | VoiceStream Wireless | Existing building | Colocation | Village Square Apts | 43.01 | 11927 | Veirs Mill Rd | Silver Spring | R-30 | Kay Management/Louis Grossberg et. al. |  | Private | 39.0525 | -77.0753 | Building | 42 | 0 |  | 2002-05-16 | 2002-06-12 | Recommended | WAN053 |  | https://s3.amazonaws.com/montgomerycountytfcg/Applications/200205-07.pdf
200205-06 | Voice Stream Wireless | Existing BAM monopole | Colocation | Rinaldi Property | 24 | 15700 | Georgia Ave | Olney | R-200 | Patricia V Rinaldi |  | Private | 39.1159 | -77.0745 | Monopole | 120 | 0 |  | 2002-05-13 | 2002-06-12 | Recommended | WAN163 |  | https://s3.amazonaws.com/montgomerycountytfcg/Applications/200205-06.pdf
200205-03 | AT&T Wireless | Existing transmission tower | Colocation | Pepco 37-N | 263 | 18917 | Bucklodge Rd | Boyds | AR | Pepco | Pepco | Private | 39.1694 | -77.36 | Tower | 150 | 0 |  | 2002-05-07 | 2002-06-12 | Recommended | 14-004 |  | https://s3.amazonaws.com/montgomerycountytfcg/Applications/200205-03.pdf
200205-04 | AT&T Wireless | Existing transmission tower | Colocation | Pepco 40-L | 269 | 1 | Mullinix Mill Rd | Mt. Airy | RDT | Pepco | Pepco | Private | 39.2931 | -77.1519 | Tower | 149 | 0 |  | 2002-05-07 | 2002-06-12 | Recommended | 15-009 |  | https://s3.amazonaws.com/montgomerycountytfcg/Applications/200205-04.pdf
200205-05 | AT&T Wireless | Existing transmission tower | Colocation | Pepco 20-R | 264 | 28410 | Ridge Rd | Mt. Airy | AR | Pepco | Pepco | Private | 39.3244 | -77.1947 | Tower | 167 | 0 |  | 2002-05-07 | 2002-06-12 | Recommended | 15-002 |  | https://s3.amazonaws.com/montgomerycountytfcg/Applications/200205-05.pdf
200205-02 | Sprint PCS | New 150' Sprint monopole | New | Lloyd Property | 268 | 21410 | Beallsville Rd | Dickerson | AR | DRISKELL LISBETH I DRISKELL BRIAN V |  | Private | 39.2086 | -77.3853 | Monopole | 140 | 0 |  | 2002-05-06 | 2002-07-03 | Recommended | WA54XC683 |  | https://s3.amazonaws.com/montgomerycountytfcg/Applications/200205-02.pdf
200205-01 | VoiceStream Wireless | Existing water tank | Colocation | Olney Water Tank | 25 | 17710 | Buehler Rd | Olney | RT-12.5 | WSSC | WSSC | Public | 39.1478 | -77.0644 | Water Tank | 118 | 0 |  | 2002-04-24 | 2002-05-08 | Recommended | WAN027 |  | https://s3.amazonaws.com/montgomerycountytfcg/Applications/200205-01.pdf
200204-01 | Verizon Wireless | Existing lattice tower | Colocation | Pepco Substation 118 | 197 | 17101 | Germantown Rd | Germantown | AR | Pepco | Pepco | Private | 39.1376 | -77.2933 | Tower | 300 | 0 |  | 2002-04-17 | 2002-05-08 | Recommended | Quince Orchard |  | https://s3.amazonaws.com/montgomerycountytfcg/Applications/200204-01.pdf
200204-02 | AT&T Wireless | Existing BAM monopole | Colocation | Dickerson Auto Center | 105 | 22210 | Dickerson Rd | Dickerson | IM-2.5 H-50 | SMS Partnership | Crown Castle | Private | 39.2211 | -77.4281 | Monopole | 175.5 | 0 |  | 2002-04-17 | 2002-05-08 | Recommended | 800488 |  | https://s3.amazonaws.com/montgomerycountytfcg/Applications/200204-02.pdf
200203-03 | AT&T Wireless | Existing lattice tower | Colocation | Haights Branch Tower | 112 | 5229 | Damascus Rd | Gaithersburg | AR | LECHLIDER DOUGLAS E & ROBIN L |  | Private | 39.2431 | -77.101 | Tower | 225 | 0 |  | 2002-03-20 | 2002-04-10 | Recommended |  |  | https://s3.amazonaws.com/montgomerycountytfcg/Applications/200203-03.pdf
200203-04 | VoiceStream Wireless | Existing multiple sites | Minor Modification | VoiceStream 911 | 595 | Multiple | Multiple | Multiple | Multiple | VoiceStream 911 |  |  | 39.1635 | -77.6236 |  |  | 0 |  | 2002-03-20 | 2002-04-10 | Recommended |  |  | https://s3.amazonaws.com/montgomerycountytfcg/Applications/200203-04.pdf
200203-02 | Maryland DBM | Existing lattice tower | Colocation | Montg College Germantown | 153 | 20200 | Observation Dr | Germantown | LSC-2.0 | Board of Comm College Trustees for Montgomery Coun | WSSC | Public | 39.1846 | -77.2499 | Tower | 300 | 0 |  | 2002-03-08 | 2002-04-10 | Recommended | none |  | https://s3.amazonaws.com/montgomerycountytfcg/Applications/200203-02.pdf
200203-01 | Nextel Communications | Existing monopole | Colocation | Pyle Property | 190 | 211 | Ednor Rd | Silver Spring | RE-2 | Helen Pyle et al |  | Private | 39.1252 | -77.0182 | Monopole | 162 | 0 |  | 2002-03-07 | 2002-03-25 | Withdrawn | MD-935
200202-02 | Sprint PCS | New 100' Sprint monopole | New | Wesley Grove Church | 248.01 | 23612 | Woodfield Rd | Gaithersburg | RE-2 | Wesley Grove Church | Church | Private | 39.2439 | -77.1864 | Monopole | 100 | 0 |  | 2002-02-20 | 2002-04-10 | Recommended | WA54XC792 |  | https://s3.amazonaws.com/montgomerycountytfcg/Applications/200202-02.pdf
200201-01 | Sprint PCS | New 193' Sprint monopole | New | Beall Farm | 262 | 13201 | Lewisdale Rd | Clarksburg | AR | Rudell Beall & Sons Inc. |  | Private | 39.2886 | -77.2729 | Monopole | 184 | 0 |  | 2002-01-21 | 2002-09-11 | Recommended | WA54XC652 |  | https://s3.amazonaws.com/montgomerycountytfcg/Applications/200201-01.pdf
200201-02 | Sprint PCS | Existing AT&T monopole | Colocation | Baptist Home | 147 | 6301 | Greentree Rd | Bethesda | R-60 | Baptist Home for Children |  | Private | 39.0026 | -77.1273 | Monopole | 120 | 0 |  | 2002-01-21 | 2002-03-13 | Recommended | WA33XC939 |  | https://s3.amazonaws.com/montgomerycountytfcg/Applications/200201-02.pdf
200112-01 | VoiceStream Wireless | Existing transmission tower | Colocation | Allegheny MD-4697 | 261 | 22520 | Gateway Center Dr | Clarksburg | EOF-0.75 | Allegheny Power |  | Private | 39.2294 | -77.2825 | Utility Pole | 87 | -1 |  | 2001-12-18 | 2002-01-17 | Recommended | WAN017 |  | https://s3.amazonaws.com/montgomerycountytfcg/Applications/200112-01.pdf
200112-02 | VoiceStream Wireless | Existing lattice tower | Colocation | Ferguson Farm | 63 | 14825 | Comus Rd | Boyds | AR | John W. Ferguson |  | Private | 39.2448 | -77.3004 | Tower | 193 | 0 |  | 2001-12-18 | 2002-01-17 | Recommended | WAN044 |  | https://s3.amazonaws.com/montgomerycountytfcg/Applications/200112-02.pdf
200111-04 | Nextel Communications | Existing building | Colocation | 962 Wayne Ave | 46 | 962 | Wayne Ave | Silver Spring | CR-5.0 | Bsrep II MD Office Wayne LLC |  | Private | 38.9943 | -77.026 | Building | 112 | 0 |  | 2001-11-21 | 2001-12-12 | Recommended | 468 Dwntwn Silver Sprg |  | https://s3.amazonaws.com/montgomerycountytfcg/Applications/200111-04.pdf
200111-05 | Sprint PCS | Existing monopole | Colocation | Weitzer Property | 123 | 0 | Sugarland Rd | Poolesville | AR | BLUFFING GOAT FARM LLC |  | Private | 39.0857 | -77.3982 | Monopole | 195 | 0 |  | 2001-11-21 | 2001-12-12 | Recommended | WA54XC687D |  | https://s3.amazonaws.com/montgomerycountytfcg/Applications/200111-05.pdf
200111-03 | Sprint PCS | Existing AT&T monopole | Colocation | Clement Property | 189 | 25201 | Peach Tree Rd | Clarksburg | AR | BRINKLOW-BLOCKTOWN LLC |  | Private | 39.2672 | -77.3193 | Monopole | 190 | 0 |  | 2001-11-20 | 2001-12-12 | Recommended | WA54XC681 |  | https://s3.amazonaws.com/montgomerycountytfcg/Applications/200111-03.pdf
200111-02 | VoiceStream Wireless | Existing lattice tower | Colocation | Kenwood Country Club | 30 | 5601 | River Rd | Bethesda | R-90 | Kenwood Country Club |  | Private | 38.9766 | -77.1142 | Tower | 230 | 0 |  | 2001-11-15 | 2001-12-12 | Recommended | WAN097 |  | https://s3.amazonaws.com/montgomerycountytfcg/Applications/200111-02.pdf
200111-01 | VoiceStream Wireless | Existing building | Colocation | Chevy Chase Building | 18 | 5530 | Wisconsin Ave | Chevy Chase | CR-3.0 C-2.0 R-2.75 H-90 T | Friendship Propertie |  | Private | 38.9648 | -77.0883 | Building | 160 | 0 |  | 2001-11-12 | 2001-12-12 | Recommended | WDC027 |  | https://s3.amazonaws.com/montgomerycountytfcg/Applications/200111-01.pdf
200110-10 | VoiceStream Wireless | Existing building | Colocation | Democracy Center | 23 | 6903 | Rockledge Dr | Bethesda | CR-1.5 C-1.25 R-0.75 H-200 | G&I X Democracy Center LLC |  | Private | 39.0276 | -77.1405 | Building | 185 | 0 |  | 2001-10-25 | 2001-11-14 | Recommended | WAN007 |  | https://s3.amazonaws.com/montgomerycountytfcg/Applications/200110-10.pdf
200110-03 | Sprint PCS | Existing water tank | Colocation | Hampshire Greens Tank | 139 | 15916 | New Hampshire Ave | Spencerville | RE-2C | Maryland National Capital Park & Planning Comm | WSSC | Public | 39.1203 | -76.9917 | Water Tank | 150 | 0 |  | 2001-10-24 | 2001-11-14 | Recommended | WA54XC600 |  | https://s3.amazonaws.com/montgomerycountytfcg/Applications/200110-03.pdf
200110-04 | Sprint PCS | Existing water tank | Colocation | Cedar Heights Water Tank | 174 | 24213 | Ridge Rd | Damascus | RE-2C | WSSC | WSSC | Public | 39.2533 | -77.2278 | Water Tank | 38 | 0 |  | 2001-10-24 | 2001-11-14 | Recommended | WA54XC659 |  | https://s3.amazonaws.com/montgomerycountytfcg/Applications/200110-04.pdf
200110-05 | Sprint PCS | Existing lattice tower | Colocation | Easterday Property | 186 | 9265 | Brown Church Rd | Mt. Airy | AR | Easterday Louise Et Al |  | Private | 39.3294 | -77.1886 | Tower | 250 | 0 |  | 2001-10-24 | 2001-11-14 | Recommended | WA54XC510 |  | https://s3.amazonaws.com/montgomerycountytfcg/Applications/200110-05.pdf
200110-06 | VoiceStream Wireless | Existing water tank | Colocation | Glenmont Tank | 12 | 12413 | Georgia Ave | Silver Spring | CR-2.0 C-0.5 R-1.75 H-120 | WSSC | WSSC | Public | 39.0616 | -77.0516 | Water Tank | 183 | 0 |  | 2001-10-24 | 2001-11-14 | Recommended | WAN057 |  | https://s3.amazonaws.com/montgomerycountytfcg/Applications/200110-06.pdf
200110-07 | VoiceStream Wireless | Existing monopole | Colocation | Fire Station 31 | 10 | 12100 | Darnestown Rd | Gaithersburg | R-200 | Montgomery County |  | Public | 39.1161 | -77.2512 | Monopole | 161 | 0 |  | 2001-10-24 | 2001-11-14 | Recommended | WAN074 |  | https://s3.amazonaws.com/montgomerycountytfcg/Applications/200110-07.pdf
200110-08 | VoiceStream Wireless | Existing monopole | Colocation | Gate of Heaven | 116 | 13801 | Georgia Ave | Silver Spring | RE-2 | ROMAN CATHOLIC ARCHDIOCESE OF WASHINGTON |  | Private | 39.0877 | -77.0706 | Monopole | 190.5 | 0 |  | 2001-10-24 | 2001-11-14 | Recommended | WAN002 |  | https://s3.amazonaws.com/montgomerycountytfcg/Applications/200110-08.pdf
200110-09 | VoiceStream Wireless | Existing pole | Colocation | Pepco 7771406 | 259 | 4500 | Western Ave | Bethesda | R-60 | Pepco | Pepco | Private | 38.9494 | -77.1011 | Utility Pole | 61 | -1 |  | 2001-10-24 | 2001-11-14 | Recommended | WDC348 |  | https://s3.amazonaws.com/montgomerycountytfcg/Applications/200110-09.pdf
200110-01 | Nextel Communications | Existing building | Colocation | The Meadows | 258.01 | 12501 | Prosperity Dr | Silver Spring | CR-0.75 | PSB Meadows LLC |  | Private | 39.0597 | -76.9633 | Building | 54 | 0 |  | 2001-10-12 | 2001-11-14 | Recommended | MD-0885 Meadows |  | https://s3.amazonaws.com/montgomerycountytfcg/Applications/200110-01.pdf
200109-05 | VoiceStream Wireless | Existing building | Colocation | Berkshire Towers | 42.01 | 11235 | Oak Leaf Dr | Silver Spring | R-10 | Enclave Holdings LLC Nonconnah Holdings LLC |  | Private | 39.0413 | -76.9934 | Building | 165 | 0 |  | 2001-09-27 | 2001-10-10 | Recommended |  |  | https://s3.amazonaws.com/montgomerycountytfcg/Applications/200109-05.pdf
200109-03 | Cingular Wireless | Existing building | Colocation | Goldsboro Rd Site | 129 | 6400 | Goldsboro Rd | Bethesda | CRT-0.75 C-0.75 R-0.25 H-35 | 6400 Goldsboro LLC |  | Private | 38.9701 | -77.1296 | Building | 55.8 | 0 |  | 2001-09-19 | 2001-10-10 | Recommended |  |  | https://s3.amazonaws.com/montgomerycountytfcg/Applications/200109-03.pdf
200109-01 | Core Communications | Existing lattice tower | Colocation | Damascus Tower | 78 | 26149 | Ridge Rd | Damascus | CRT-1.75 C-1.0 R-0.75 H-55 T | Montgomery County | County | Public | 39.2864 | -77.2069 | Tower | 260 | 0 |  | 2001-09-18 | 2001-10-10 | Recommended |  |  | https://s3.amazonaws.com/montgomerycountytfcg/Applications/200109-01.pdf
200109-02 | VoiceStream Wireless | Existing lattice tower | Colocation | Rockville Measuring Station | 102 | 15030 | Frederick Rd | Rockville | IM-2.5 H-50 | Atlantic Seaboard Corp |  | Private | 39.1021 | -77.1572 | Tower | 188 | 0 |  | 2001-09-17 | 2001-10-10 | Recommended |  |  | https://s3.amazonaws.com/montgomerycountytfcg/Applications/200109-02.pdf
200109-04 | Maryland Public Television | New 445' State lattice tower | New | Clarksburg Site | 260 |  | I-270 Southbound at Truck Weigh Station | Clarksburg | AR | MDOT / State Hwy Admin | State | Public | 39.2607 | -77.3118 | Tower | 445 | 0 |  | 2001-09-07 | 2002-01-17 | Recommended |  |  | https://s3.amazonaws.com/montgomerycountytfcg/Applications/200109-04.pdf
200108-07 | Sprint PCS | Existing transmission tower | Colocation | Pepco 85-R | 223.02 | 0 | Georgia Ave | Brookeville | AR | Pepco | Pepco | Private | 39.2258 | -77.0594 | Tower | 145 | 0 |  | 2001-08-29 | 2001-09-19 | Recommended |  |  | https://s3.amazonaws.com/montgomerycountytfcg/Applications/200108-07.pdf
200108-08 | Sprint PCS | Existing transmission tower | Colocation | Pepco 629-S | 297.01 | 13622 | Travilah Rd | North Potomac | R-200 | Pepco | Pepco | Public | 39.0811 | -77.2465 | Tower | 126 | 0 |  | 2001-08-29 | 2001-09-19 | Recommended |  |  | https://s3.amazonaws.com/montgomerycountytfcg/Applications/200108-08.pdf
200108-09 | Sprint PCS | Existing transmission tower | Colocation | Pepco 163-S | 203 | 1000 | Ashton Rd (block of) | Ashton | R-C | Pepco | Pepco | Private | 39.1608 | -76.9839 | Tower | 132 | 0 |  | 2001-08-29 | 2001-09-19 | Recommended |  |  | https://s3.amazonaws.com/montgomerycountytfcg/Applications/200108-09.pdf
200108-10 | Sprint PCS | Existing transmission tower | Colocation | Pepco 681-W | 247 | 18000 | Wickham Rd | Brookeville | RE-1 | Pepco | Pepco | Private | 39.1616 | -77.0959 | Tower | 143 | 0 |  | 2001-08-29 | 2001-09-19 | Recommended |  |  | https://s3.amazonaws.com/montgomerycountytfcg/Applications/200108-10.pdf
200108-11 | Sprint PCS | Existing transmission tower | Colocation | Pepco 148-S | 193.02 | 0 | Gold Mine Rd | Brinklow | R-C | Pepco | Pepco | Private | 39.1802 | -77.0277 | Tower | 146 | 0 |  | 2001-08-29 | 2001-09-19 | Recommended |  |  | https://s3.amazonaws.com/montgomerycountytfcg/Applications/200108-11.pdf
200108-13 | Sprint PCS | Existing monopole | Colocation | Pyle Property | 190 | 211 | Ednor Rd | Silver Spring | RE-2 | Helen Pyle et al |  | Private | 39.1252 | -77.0182 | Monopole | 162 | 0 |  | 2001-08-29 | 2001-09-19 | Recommended |  |  | https://s3.amazonaws.com/montgomerycountytfcg/Applications/200108-13.pdf
200108-14 | Sprint PCS | Existing monopole | Colocation | Gymkhana Club | 56 | 14100 | River Rd | Rockville | RE-2 | River Road Development Inc |  | Private | 39.063 | -77.2925 | Monopole | 143.6 | 0 |  | 2001-08-29 | 2001-09-19 | Recommended |  |  | https://s3.amazonaws.com/montgomerycountytfcg/Applications/200108-14.pdf
200108-15 | Sprint PCS | Existing lattice tower | Colocation | Troop 52 Forest Preserve | 113 | 16100 | Darnestown Rd | Dawsonville | AR | Seneca Creek Forest Preserve Inc |  | Private | 39.1343 | -77.335 | Tower | 180 | 0 |  | 2001-08-29 | 2001-09-19 | Recommended |  |  | https://s3.amazonaws.com/montgomerycountytfcg/Applications/200108-15.pdf
200108-06 | XM Satellite Radio | Existing water tank | Colocation | Colesville Tank | 138 | 2201 | Industrial Pkwy | Silver Spring | CR-1.0 C-1.0 R-0.5 H-220 | WSSC | WSSC | Public | 39.0495 | -76.9633 | Water Tank | 216 | 0 |  | 2001-08-23 | 2001-09-19 | Recommended |  |  | https://s3.amazonaws.com/montgomerycountytfcg/Applications/200108-06.pdf
200108-05 | Nextel Communications | New 98' Nextel monopole | New | Walter Johnson High School | 200 | 6400 | Rock Spring Dr | Bethesda | R-90 | MCPS | School | Public | 39.0261 | -77.1317 | Monopole | 98 | 0 |  | 2001-08-21 | 2001-10-10 | Recommended | 2497 Walter Johnson HS |  | https://s3.amazonaws.com/montgomerycountytfcg/Applications/200108-05.pdf
200108-03 | Nextel Communications | Existing building | Colocation | Holy Cross Hospital | 257 | 1500 | Forest Glen Rd | Silver Spring | R-60 | Holy Cross Hospital of SS |  | Private | 39.0147 | -77.0356 | Building | 90 | 0 |  | 2001-08-20 | 2001-09-19 | Recommended |  |  | https://s3.amazonaws.com/montgomerycountytfcg/Applications/200108-03.pdf
200108-02 | VoiceStream Wireless | Existing lattice tower | Colocation | Izaak Walton League | 6 | 18301 | Waring Station Rd | Germantown | R-200 | Izaak Walton League |  | Private | 39.1551 | -77.2535 | Tower | 224 | 0 |  | 2001-08-16 | 2001-09-19 | Recommended |  |  | https://s3.amazonaws.com/montgomerycountytfcg/Applications/200108-02.pdf
200108-04 | Cingular Wireless | Existing building | Colocation | Park Montgomery II | 239 | 8830 | Piney Branch Rd | Silver Spring | R-10 | Pineway Towers Condominium Inc |  | Private | 39.0003 | -76.9928 | Building | 102.5 | 0 |  | 2001-08-16 | 2001-09-19 | Recommended |  |  | https://s3.amazonaws.com/montgomerycountytfcg/Applications/200108-04.pdf
200108-01 | Cingular Wireless | Existing transmission tower | Colocation | Pepco 660-N | 243 | 11313 | Deborah Dr | Rockville | R-90 | Pepco | Pepco | Private | 39.0401 | -77.1642 | Tower | 134 | 0 |  | 2001-08-14 | 2001-09-19 | Recommended |  |  | https://s3.amazonaws.com/montgomerycountytfcg/Applications/200108-01.pdf
200107-04 | Sprint PCS | Existing building | Colocation | Layhill Rd | 242 | 14301 | Layhill Rd | Silver Spring | EOF-1.5, H-75 | Layhill Associates LLC |  | Private | 39.091 | -77.0444 | Building | 24 | 0 |  | 2001-07-25 | 2001-08-15 | Recommended |  |  | https://s3.amazonaws.com/montgomerycountytfcg/Applications/200107-04.pdf
200107-05 | VoiceStream Wireless | Existing building | Colocation | Renaissance Plaza Apts | 16 | 14000 | Castle Blvd | Silver Spring | R-20 | Renaissance Plaza Condo |  | Private | 39.0858 | -76.9419 | Building | 100 | 0 |  | 2001-07-25 | 2001-08-15 | Recommended |  |  | https://s3.amazonaws.com/montgomerycountytfcg/Applications/200107-05.pdf
200107-06 | VoiceStream Wireless | Existing building | Colocation | Sunrise Apts | 149 | 19310 | Club House Rd | Gaithersburg | R-10 | Sunrise Assisted Living |  | Private | 39.1738 | -77.2027 | Building | 70 | 0 |  | 2001-07-25 | 2001-08-15 | Recommended |  |  | https://s3.amazonaws.com/montgomerycountytfcg/Applications/200107-06.pdf
200107-07 | VoiceStream Wireless | Existing Nextel monopole | Colocation | Tri-State Stone Quarry | 20 | 8200 | Seven Locks Rd | Bethesda | R-200 | Ben Porto & Son LTD |  | Private | 38.9887 | -77.1614 | Monopole | 154 | 0 |  | 2001-07-25 | 2001-08-15 | Recommended |  |  | https://s3.amazonaws.com/montgomerycountytfcg/Applications/200107-07.pdf
200107-08 | VoiceStream Wireless | Existing Verizon monopole | Colocation | Avenel Golf Course | 55 | 10010 | Oaklyn Dr | Potomac | RE-2C | WSSC | WSSC | Public | 38.9951 | -77.2038 | Monopole | 130 | 0 |  | 2001-07-25 | 2001-08-15 | Recommended |  |  | https://s3.amazonaws.com/montgomerycountytfcg/Applications/200107-08.pdf
200107-09 | VoiceStream Wireless | Existing water tank | Colocation | Cedar Heights Water Tank | 174 | 24213 | Ridge Rd | Damascus | RE-2C | WSSC | WSSC | Public | 39.2533 | -77.2278 | Water Tank | 38 | 0 |  | 2001-07-25 | 2001-08-15 | Recommended |  |  | https://s3.amazonaws.com/montgomerycountytfcg/Applications/200107-09.pdf
200107-10 | VoiceStream Wireless | Existing monopole | Colocation | MDOT-Kensington | 77 | 9200 | Kensington Pkwy | Kensington | R-90 | MDOT / State Hwy Admin. |  | Private | 39.0077 | -77.075 | Monopole | 160 | -1 |  | 2001-07-25 | 2001-08-15 | Withdrawn | 7WAN089
200107-03 | Cingular Wireless | Existing lattice tower | Colocation | Izaak Walton League | 6 | 18301 | Waring Station Rd | Germantown | R-200 | Izaak Walton League |  | Private | 39.1551 | -77.2535 | Tower | 224 | 0 |  | 2001-07-02 | 2001-08-15 | Recommended | Clopper Rd |  | https://s3.amazonaws.com/montgomerycountytfcg/Applications/200107-03.pdf
200107-01 | Sprint PCS | Existing monopole | Colocation | Weitzer Property | 123 | 0 | Sugarland Rd | Poolesville | AR | BLUFFING GOAT FARM LLC |  | Private | 39.0857 | -77.3982 | Monopole | 195 | 0 |  | 2001-06-29 | 2001-08-15 | Recommended |  |  | https://s3.amazonaws.com/montgomerycountytfcg/Applications/200107-01.pdf
200107-02 | Sprint PCS | New 150' Sprint monopole | New | Potomac Water Monopole | 91.02 | 12200 | River Rd | Potomac | RE-2 | WSSC | WSSC | Public | 39.0411 | -77.2576 | Monopole | 150 | 0 |  | 2001-06-29 | 2001-08-15 | Recommended |  |  | https://s3.amazonaws.com/montgomerycountytfcg/Applications/200107-02.pdf
200106-11 | Sprint PCS | Existing AT&T monopole | Colocation | Wheaton Park Maint. Yard | 65 | 12012 | Alpert Ln | Silver Spring | R-90 | M-NCPPC | AT&T | Public | 39.0532 | -77.0286 | Monopole | 180 | 0 |  | 2001-06-20 | 2001-07-11 | Recommended |  |  | https://s3.amazonaws.com/montgomerycountytfcg/Applications/200106-11.pdf
200106-12 | Sprint PCS | Existing pole | Colocation | Dewey Park | 253 |  | Dewey Rd & Garrett Park Rd | Kensington | R-60 | M-NCPPC | M-NCPPC | Public | 39.0475 | -77.0889 | Utility Pole | 105 | -1 |  | 2001-06-20 | 2001-07-11 | Recommended |  |  | https://s3.amazonaws.com/montgomerycountytfcg/Applications/200106-12.pdf
200106-13 | Sprint PCS | Existing building | Colocation | Takoma Business Center | 254 | 6930 | Carroll Ave | Takoma Park | CRT-1.5 C-1.5 R-0.5 H-50 | Takoma Business Center LLC |  | Private | 38.9753 | -77.0141 | Building | 110 | 0 |  | 2001-06-20 | 2001-07-11 | Recommended |  |  | https://s3.amazonaws.com/montgomerycountytfcg/Applications/200106-13.pdf
200106-14 | Sprint PCS | Existing building | Colocation | Parkside Plaza | 255 | 9039 | Sligo Creek Pkwy | Silver Spring | R-10 | Parkside Plaza Condo |  | Private | 39.0042 | -77.0136 | Building | 150 | 0 |  | 2001-06-20 | 2001-07-11 | Recommended |  |  | https://s3.amazonaws.com/montgomerycountytfcg/Applications/200106-14.pdf
200106-15 | Sprint PCS | Existing lattice tower | Colocation | Haights Branch Tower | 112 | 5229 | Damascus Rd | Gaithersburg | AR | LECHLIDER DOUGLAS E & ROBIN L |  | Private | 39.2431 | -77.101 | Tower | 225 | 0 |  | 2001-06-20 | 2001-07-11 | Recommended |  |  | https://s3.amazonaws.com/montgomerycountytfcg/Applications/200106-15.pdf
200106-16 | VoiceStream Wireless | Existing lattice tower | Colocation | Haights Branch Tower | 112 | 5229 | Damascus Rd | Gaithersburg | AR | LECHLIDER DOUGLAS E & ROBIN L |  | Private | 39.2431 | -77.101 | Tower | 225 | 0 |  | 2001-06-20 | 2001-07-11 | Recommended |  |  | https://s3.amazonaws.com/montgomerycountytfcg/Applications/200106-16.pdf
200106-17 | Nextel Communications | Existing building | Colocation | Mill Creek Methodist Church | 256 | 7101 | Horizon Terr | Derwood | R-200 | Mill Creek Parish Methodist Ch. | Church | Private | 39.1469 | -77.1425 | Building | 102 | 0 |  | 2001-06-20 | 2001-07-11 | Recommended | 2218 Mill Creek |  | https://s3.amazonaws.com/montgomerycountytfcg/Applications/200106-17.pdf
200106-10 | Nextel Communications | Existing AT&T monopole | Colocation | Clement Property | 189 | 25201 | Peach Tree Rd | Clarksburg | AR | BRINKLOW-BLOCKTOWN LLC |  | Private | 39.2672 | -77.3193 | Monopole | 190 | 0 |  | 2001-06-19 | 2001-07-11 | Recommended | MD-2315 Comus |  | https://s3.amazonaws.com/montgomerycountytfcg/Applications/200106-10.pdf
200106-09 | VoiceStream Wireless | Existing building | Colocation | Equitable Bank Building | 34 | 11501 | Georgia Ave | Wheaton | CR-4.0 | SJS Realty Management Co |  | Private | 39.0433 | -77.0512 | Building | 40 | 0 |  | 2001-06-18 | 2001-07-11 | Recommended |  |  | https://s3.amazonaws.com/montgomerycountytfcg/Applications/200106-09.pdf
200106-07 | Nextel Communications | Existing building | Colocation | 6110 Executive Blvd | 171 | 6110 | Executive Blvd | Rockville | EOF-0.75 | Washington REIT |  | Private | 39.048 | -77.1241 | Building | 110 | 0 |  | 2001-06-15 | 2001-07-11 | Recommended |  |  | https://s3.amazonaws.com/montgomerycountytfcg/Applications/200106-07.pdf
200106-08 | VoiceStream Wireless | Existing building | Colocation | Clark Building | 45 | 7500 | Old Georgetown Rd | Bethesda | CR-8.0 | Clark Office Bldg LP |  | Private | 38.985 | -77.0954 | Building | 230 | 0 |  | 2001-06-15 | 2001-07-11 | Recommended |  |  | https://s3.amazonaws.com/montgomerycountytfcg/Applications/200106-08.pdf
200106-06 | Verizon Wireless | Existing lattice tower | Colocation | Shumaker Property | 127 | 0 | Peach Tree Rd | Boyds | AR | Shumaker Family Properties LLC |  | Private | 39.1996 | -77.3481 | Tower | 150 | 0 |  | 2001-06-06 | 2001-10-10 | Recommended |  |  | https://s3.amazonaws.com/montgomerycountytfcg/Applications/200106-06.pdf
200106-05 | VoiceStream Wireless | Existing Cell 1 monopole | Colocation | Quail Hill Farms | 90 | 301 | Quailhill Drive | Brookeville | R | Andrew Austin |  | Private | 39.1628 | -77.0056 | Monopole | 170 | 0 |  | 2001-06-04 | 2001-07-11 | Recommended |  |  | https://s3.amazonaws.com/montgomerycountytfcg/Applications/200106-05.pdf
200106-04 | Nextel Communications | Existing building | Colocation | Our Lady of Visitation | 275 | 14120 | Darnestown Rd | Gaithersburg | CRN-0.25 C-0.25 R-0.0 H-35 | Vanic LLC |  | Private | 39.1037 | -77.2934 | Monopole | 105.7 | 0 |  | 2001-05-30 | 2001-07-11 | Recommended | 2435 Darnestown |  | https://s3.amazonaws.com/montgomerycountytfcg/Applications/200106-04.pdf
200106-02 | Cingular Wireless | Existing building | Colocation | Schlesinger Building | 250 | 3720 | Farragut Ave | Kensington | CRT-1.5 C-1.0 R-1.0 H-45 | FARRAGUT BT LLC |  | Private | 39.0317 | -77.0743 | Building | 58 | 0 |  | 2001-05-18 | 2001-07-11 | Recommended |  |  | https://s3.amazonaws.com/montgomerycountytfcg/Applications/200106-02.pdf
200106-03 | Cingular Wireless | Existing building | Colocation | Veirs Mill | 251 | 12125 | Veirs Mill Rd | Silver Spring | CRT-1.25 | Action Chapel International City of Truth Inc |  | Private | 39.0558 | -77.0808 | Building | 30 | 0 |  | 2001-05-18 | 2001-07-11 | Recommended |  |  | https://s3.amazonaws.com/montgomerycountytfcg/Applications/200106-03.pdf
200105-15 | Montgomery County | Existing building | Colocation | Hyatt Regency Bethesda | 249 | 1 | Bethesda Metro Center | Bethesda | CR-8.0 | Hyatt Hotels Corp. |  | Private | 38.9842 | -77.095 | Building | 111 | 0 |  | 2001-05-17 | 2001-06-05 | Recommended |  |  | https://s3.amazonaws.com/montgomerycountytfcg/Applications/200105-15.pdf
200106-01 | Nextel Communications | Existing transmission tower | Colocation | Pepco 29-N | 226 | 0 | Peach Tree Rd | Dickerson | AR | Pepco | Pepco | Private | 39.178 | -77.3857 | Tower | 126 | 0 |  | 2001-05-17 | 2001-08-15 | Recommended | 2149 Moore |  | https://s3.amazonaws.com/montgomerycountytfcg/Applications/200106-01.pdf
200012-03 | Nextel Communications | Existing building | Colocation | Our Lady of Mercy Church | 219 | 9200 | Kentsdale Dr | Rockville | R-200 | Our Lady of Mercy Church | Church | Private | 39.0089 | -77.1733 | Building | 53 | 0 |  | 2001-05-16 | 2001-06-05 | Recommended | 880 Cabin Fire Dept |  | https://s3.amazonaws.com/montgomerycountytfcg/Applications/200012-03.pdf
200105-12 | Sprint PCS | Existing lattice tower | Colocation | Benmar Property | 125 | 23000 | Whites Ferry Rd (18500 Elmers School Rd) | Dickerson | AR | Tower Road LLC |  | Private | 39.1574 | -77.4854 | Tower | 230 | 0 |  | 2001-05-16 | 2001-06-05 | Recommended |  |  | https://s3.amazonaws.com/montgomerycountytfcg/Applications/200105-12.pdf
200105-09 | VoiceStream Wireless | New 150' VoiceStream monopole | New | Hungerford Property | 244 | 14615 | Clopper Rd | Boyds | IM-0.25 H-50 | Walter Hungerford & Sons |  | Private | 39.1824 | -77.3029 | Monopole | 150 | 0 |  | 2001-05-15 | 2001-08-15 | Recommended |  |  | https://s3.amazonaws.com/montgomerycountytfcg/Applications/200105-09.pdf
200105-10 | VoiceStream Wireless | Existing farm silo | Colocation | Fraley Farm Silo | 245 | 17800 | Bowie Mill Rd | Derwood | RE-1 | Kenneth Fraley |  | Private | 39.1501 | -77.1143 | Building | 73 | 0 |  | 2001-05-15 | 2001-06-05 | Recommended |  |  | https://s3.amazonaws.com/montgomerycountytfcg/Applications/200105-10.pdf
200105-08 | VoiceStream Wireless | Existing building | Colocation | Park Montgomery Apts | 26 | 8860 | Piney Branch Rd | Silver Spring | R-H | Park Montgomery Limited Prtnrshp |  | Private | 39.0005 | -76.9917 | Building | 147 | 0 |  | 2001-05-08 | 2001-06-05 | Recommended | Park Montg Apts |  | https://s3.amazonaws.com/montgomerycountytfcg/Applications/200105-08.pdf
200105-07 | Nextel Communications | Existing Sprint monopole | Colocation | Sherwood High School | 157 | 300 | Olney-Sandy Spring Rd | Sandy Spring | RNC | Board of Education | School | Public | 39.1485 | -77.0172 | Monopole | 150 | 0 |  | 2001-05-04 | 2001-06-05 | Withdrawn | 2262A Sherwood HS
200105-04 | airBand Communications | Existing building | Colocation | Mellon Bank | 240 | 1901 | Research Blvd | Rockville | I-3 | McShea & Company |  | Private | 39.0997 | -77.18 | Building | 90 | 0 |  | 2001-04-27 | 2001-05-02 | Recommended |  |  | https://s3.amazonaws.com/montgomerycountytfcg/Applications/200105-04.pdf
200105-05 | airBand Communications | Existing building | Colocation | Scientific Hospital Supply | 241 | 9600 | Medical Center Dr | Rockville | LSC-1.0 | Upshire Capital |  | Private | 39.1044 | -77.1964 | Building | 80 | 0 |  | 2001-04-27 | 2001-05-02 | Recommended |  |  | https://s3.amazonaws.com/montgomerycountytfcg/Applications/200105-05.pdf
200105-06 | VoiceStream Wireless | Existing building | Colocation | Layhill Rd | 242 | 14301 | Layhill Rd | Silver Spring | EOF-1.5, H-75 | Layhill Associates LLC |  | Private | 39.091 | -77.0444 | Building | 24 | 0 |  | 2001-04-27 | 2001-08-15 | Recommended | Layhill 086 |  | https://s3.amazonaws.com/montgomerycountytfcg/Applications/200105-06.pdf
200105-01 | AT&T Wireless | New 134' AT&T monopole | New | Barnhart Property | 220 | 24000 | Laytonsville Rd | Gaithersburg | AR | Ruppert Family 2012 Trust |  | Private | 39.2495 | -77.1449 | Monopole | 125 | 0 |  | 2001-04-26 | 2001-10-03 | Recommended | W237.3 |  | https://s3.amazonaws.com/montgomerycountytfcg/Applications/200105-01.pdf
200105-02 | AT&T Wireless | New 140' AT&T monopole | New | Mullinix Farm | 238 | 11416 | Hawkes Rd | Clarksburg | RC | Michael Longshore & Linda Better |  | Private | 39.2464 | -77.2363 | Monopole | 162 | 0 |  | 2001-04-26 | 2001-09-19 | Recommended | W565.2 |  | https://s3.amazonaws.com/montgomerycountytfcg/Applications/200105-02.pdf
200104-23 | VoiceStream Wireless | Existing Cell 1 monopole | Colocation | Damascus VFD 13 Activity Ctr | 107 | 10211 | Lewis Dr | Damascus | RE-2C | Damascus VFD | Fire | Private | 39.2908 | -77.2135 | Monopole | 200 | 0 |  | 2001-04-23 | 2001-06-05 | Recommended | WAN181 |  | https://s3.amazonaws.com/montgomerycountytfcg/Applications/200104-23.pdf
200104-22 | Nextel Communications | Existing building | Colocation | Columbia Towers | 237 | 12001 | Old Columbia Pike | Silver Spring | R-10 | Legum & Norman |  | Private | 39.0519 | -76.9749 | Building | 95 | 0 |  | 2001-04-20 | 2001-06-05 | Recommended | 3279A Paint Branch |  | https://s3.amazonaws.com/montgomerycountytfcg/Applications/200104-22.pdf
200104-21 | Nextel Communications | Existing AT&T monopole | Colocation | Baptist Home | 147 | 6301 | Greentree Rd | Bethesda | R-60 | Baptist Home for Children |  | Private | 39.0026 | -77.1273 | Monopole | 120 | 0 |  | 2001-04-18 | 2001-06-05 | Recommended | 2797 Greentree |  | https://s3.amazonaws.com/montgomerycountytfcg/Applications/200104-21.pdf
200104-19 | Sprint PCS | Existing water tank | Colocation | Colesville Tank | 138 | 2201 | Industrial Pkwy | Silver Spring | CR-1.0 C-1.0 R-0.5 H-220 | WSSC | WSSC | Public | 39.0495 | -76.9633 | Water Tank | 216 | 0 |  | 2001-04-16 | 2001-06-05 | Recommended | WA54XC481A |  | https://s3.amazonaws.com/montgomerycountytfcg/Applications/200104-19.pdf
200104-20 | Sprint PCS | Existing Nextel monopole | Colocation | McDonnell Property | 93.01 | 20315 | Georgia Ave | Brookeville | RC | Timothy McDonnell |  | Private | 39.1899 | -77.0607 | Monopole | 188 | 0 |  | 2001-04-16 | 2001-06-05 | Recommended | WA54XC483 Spectrosite Brookeville |  | https://s3.amazonaws.com/montgomerycountytfcg/Applications/200104-20.pdf
200104-18 | Sprint PCS | New 75' Sprint light/monopole | New | Tilden Middle School | 236 | 11211 | Old Georgetown Rd | Rockville | R-90 | Board of Education | School | Public | 39.0384 | -77.1211 | Monopole | 75 | 0 |  | 2001-04-11 | 2001-05-02 | Recommended | WA23XC511G |  | https://s3.amazonaws.com/montgomerycountytfcg/Applications/200104-18.pdf
200104-17 | Nextel Communications | Existing transmission tower | Colocation | Pepco 57-L | 235 | 24730 | Halterman Rd | Gaithersburg | RDT | Pepco | Pepco | Private | 39.2628 | -77.1306 | Tower | 140 | 0 |  | 2001-04-10 | 2001-05-02 | Recommended | 2212 Etchison |  | https://s3.amazonaws.com/montgomerycountytfcg/Applications/200104-17.pdf
200104-24 | VoiceStream Wireless | Existing building | Colocation | 962 Wayne Ave | 46 | 962 | Wayne Ave | Silver Spring | CR-5.0 | Bsrep II MD Office Wayne LLC |  | Private | 38.9943 | -77.026 | Building | 112 | 0 |  | 2001-04-10 | 2001-05-02 | Recommended | Applied Mgmt 010 |  | https://s3.amazonaws.com/montgomerycountytfcg/Applications/200104-24.pdf
200104-16 | Cingular Wireless | Existing building | Colocation | Park Ritchie Apts | 48 | 7600 | Maple Ave | Takoma Park | R-10 | Park Ritchie LLC |  | Private | 38.9839 | -77.008 | Building | 151 | 0 |  | 2001-04-09 | 2001-05-02 | Recommended |  |  | https://s3.amazonaws.com/montgomerycountytfcg/Applications/200104-16.pdf
200104-12 | Nextel Communications | Existing transmission tower | Colocation | Pepco 652-N | 215 | 12200 | Falls Rd | Potomac | CRT-2.25 | Pepco | Pepco | Private | 39.055 | -77.181 | Tower | 146 | 0 |  | 2001-04-05 | 2001-05-02 | Recommended | 3252A Falls Orchard |  | https://s3.amazonaws.com/montgomerycountytfcg/Applications/200104-12.pdf
200104-13 | Nextel Communications | Existing transmission tower | Colocation | Pepco 663-S | 234 | 10999 | Seven Hill Ln | Rockville | R-90 | Pepco | Pepco | Private | 39.0356 | -77.1578 | Tower | 98 | 0 |  | 2001-04-05 | 2001-05-02 | Recommended | 3246A Scotland |  | https://s3.amazonaws.com/montgomerycountytfcg/Applications/200104-13.pdf
200104-03 | Verizon Wireless | Existing lattice tower | Colocation | Rockville Measuring Station | 102 | 15030 | Frederick Rd | Rockville | IM-2.5 H-50 | Atlantic Seaboard Corp |  | Private | 39.1021 | -77.1572 | Tower | 188 | 0 |  | 2001-03-30 | 2001-05-02 | Recommended | Westmore M66WES |  | https://s3.amazonaws.com/montgomerycountytfcg/Applications/200104-03.pdf
200104-04 | Verizon Wireless | Existing Sprint monopole | Colocation | Bethesda Country Club | 51.01 | 7601 | Bradley Blvd | Bethesda | R-200 | Bethesda Country Club |  | Private | 39.0153 | -77.1501 | Monopole | 150 | 0 |  | 2001-03-30 | 2001-05-02 | Recommended | Bethesda CCM94PBR |  | https://s3.amazonaws.com/montgomerycountytfcg/Applications/200104-04.pdf
200104-05 | Verizon Wireless | Existing water tank | Colocation | Naval Surface Warfare Ctr | 75 | 9500 | MacArthur Blvd | Bethesda | R-200 | United States Navy | Federal | Public | 38.976 | -77.1931 | Water Tank | 142 | 0 |  | 2001-03-30 | 2001-05-02 | Recommended | Carderock M95CAR |  | https://s3.amazonaws.com/montgomerycountytfcg/Applications/200104-05.pdf
200104-06 | Verizon Wireless | Existing building | Colocation | Maplewood Park | 212 | 9707 | Old Georgetown Rd | Bethesda | RT-12.5 | The Maplewood Entities |  | Private | 39.0149 | -77.1161 | Building | 56 | 0 |  | 2001-03-30 | 2001-05-02 | Recommended | Oakmont M96OAK |  | https://s3.amazonaws.com/montgomerycountytfcg/Applications/200104-06.pdf
200104-07 | Verizon Wireless | Existing Nextel monopole | Colocation | Tri-State Stone Quarry | 20 | 8200 | Seven Locks Rd | Bethesda | R-200 | Ben Porto & Son LTD |  | Private | 38.9887 | -77.1614 | Monopole | 154 | 0 |  | 2001-03-30 | 2001-05-02 | Recommended | Burning Tree M96BNT |  | https://s3.amazonaws.com/montgomerycountytfcg/Applications/200104-07.pdf
200104-08 | Verizon Wireless | Existing building | Colocation | Democracy Plaza II | 131 | 6707 | Democracy Blvd | Bethesda | CR-1.5, C-1.0, R-0.75, H-150 | Rock Spring Properties |  | Private | 39.0231 | -77.1377 | Building | 110.3 | 0 |  | 2001-03-30 | 2001-05-02 | Recommended | Democracy Blvd CBCCD |  | https://s3.amazonaws.com/montgomerycountytfcg/Applications/200104-08.pdf
200104-09 | Verizon Wireless | Existing building | Colocation | Grosvenor Station | 191 | 10301 | Grosvenor Pl | Rockville | R-10 | Grosvenor Tower LP |  | Private | 39.0261 | -77.1068 | Building | 173.5 | 0 |  | 2001-03-30 | 2001-05-02 | Recommended | Grosvenor M95FWBR |  | https://s3.amazonaws.com/montgomerycountytfcg/Applications/200104-09.pdf
200104-10 | Verizon Wireless | Existing Sprint monopole | Colocation | Oakmont Monopole | 3 | 16801 | Oakmont Ave | Gaithersburg | IM-2.5 H-50 | 16801 Oakmont Avenue LLC |  | Private | 39.1315 | -77.174 | Monopole | 191 | 0 |  | 2001-03-30 | 2001-05-02 | Recommended | Shady Grove M94GROC |  | https://s3.amazonaws.com/montgomerycountytfcg/Applications/200104-10.pdf
200104-11 | Verizon Wireless | Existing building | Colocation | Rock Creek Terrace Apts. | 8 | 12630 | Veirs Mill Rd | Rockville | R-10 | Rock Creek Terrace LP |  | Private | 39.0631 | -77.0964 | Building | 153 | 0 |  | 2001-03-30 | 2001-05-02 | Recommended | Parklawn M96PL |  | https://s3.amazonaws.com/montgomerycountytfcg/Applications/200104-11.pdf
200104-02 | VoiceStream Wireless | Existing building | Colocation | Potomac Water Filt. Plant | 91 | 12200 | River Rd | Rockville | RE-2 | WSSC | WSSC | Public | 39.0405 | -77.2537 | Building | 81.3 | 0 |  | 2001-03-27 | 2001-05-02 | Recommended |  |  | https://s3.amazonaws.com/montgomerycountytfcg/Applications/200104-02.pdf
200104-15 | VoiceStream Wireless | Existing building | Colocation | Chateau Apartments | 53.01 | 9727 | Mt. Pisgah Rd | Silver Spring | R-H | Hillzo LP |  | Private | 39.0168 | -76.9745 | Building | 159 | 0 |  | 2001-03-23 | 2001-05-02 | Recommended | Chateau WAN043 |  | https://s3.amazonaws.com/montgomerycountytfcg/Applications/200104-15.pdf
200104-01 | Nextel Communications | Existing transmission tower | Colocation | Pepco 59-N | 158.01 | 0 | Black Rock Rd | Germantown | AR | Pepco | Pepco | Private | 39.1385 | -77.2957 | Tower | 124.5 | 0 |  | 2001-03-22 | 2001-05-02 | Recommended | 2526A Black Rock |  | https://s3.amazonaws.com/montgomerycountytfcg/Applications/200104-01.pdf
200104-14 | VoiceStream Wireless | Existing Sprint monopole | Colocation | Oakmont Monopole | 3 | 16801 | Oakmont Ave | Gaithersburg | IM-2.5 H-50 | 16801 Oakmont Avenue LLC |  | Private | 39.1315 | -77.174 | Monopole | 191 | 0 |  | 2001-03-20 | 2001-05-02 | Recommended | Washington Grove 082 |  | https://s3.amazonaws.com/montgomerycountytfcg/Applications/200104-14.pdf
200003-15 | XM Satellite Radio | Antenna Change Out | Colocation | Knights of Columbus | 13.01 | 17001 | Overhill Rd | Derwood | RE-1 | MONTG CNCL K C BLDG CORP |  | Private | 39.1347 | -77.1418 | Monopole | 173 | 0 |  | 2001-03-19 | 2001-04-04 | Recommended |  |  | https://s3.amazonaws.com/montgomerycountytfcg/Applications/200003-15.pdf
200012-04 | Nextel Communications | Existing lattice tower | Colocation | Shumaker Property | 127 | 0 | Peach Tree Rd | Boyds | AR | Shumaker Family Properties LLC |  | Private | 39.1996 | -77.3481 | Tower | 150 | 0 |  | 2001-03-13 | 2001-04-04 | Recommended | 2443 Bucklodge |  | https://s3.amazonaws.com/montgomerycountytfcg/Applications/200012-04.pdf
200103-05 | Nextel Communications | Existing building | Colocation | Postal Training Facility | 233 | 10130 | Democracy Blvd | Potomac | RE-2 | United States Postal Service | Federal | Public | 39.0205 | -77.1864 | Building | 70 | 0 |  | 2001-03-08 | 2001-04-04 | Recommended | 2430 McAuley Pk |  | https://s3.amazonaws.com/montgomerycountytfcg/Applications/200103-05.pdf
200101-04 | Verizon Wireless | Existing Obsv. Tower Bldg | Colocation | Public Svc Training Academy | 7 | 10025 | Darnestown Rd | Rockville | CR-0.75 | Montgomery County | County | Public | 39.0992 | -77.2078 | Building | 78 | 0 |  | 2001-03-05 | 2001-04-04 | Recommended | West Rockville M93TA |  | https://s3.amazonaws.com/montgomerycountytfcg/Applications/200101-04.pdf
200103-04 | Verizon Wireless | Existing building | Colocation | NRC Building | 94 | 11555 | Rockville Pike | Rockville | CR-3.0 | U.S. Govt General Svcs Admin | Federal | Public | 39.0469 | -77.1119 | Building | 266 | 0 |  | 2001-03-05 | 2001-05-02 | Recommended | Fernwood CDC |  | https://s3.amazonaws.com/montgomerycountytfcg/Applications/200103-04.pdf
200101-01 | XM Satellite Radio | Existing Sprint monopole | Colocation | Sherwood High School | 157 | 300 | Olney-Sandy Spring Rd | Sandy Spring | RNC | Board of Education | School | Public | 39.1485 | -77.0172 | Monopole | 150 | 0 |  | 2001-03-02 | 2001-04-04 | Withdrawn
200103-03 | XM Satellite Radio | Existing building | Colocation | Naval Surface Warfare Ctr | 581 | 9500 | MacArthur Blvd | Bethesda | R-200 | United States Navy | Federal | Public | 38.9733 | -77.1836 | Building | 33 | 0 |  | 2001-03-01 | 2001-04-04 | Recommended |  |  | https://s3.amazonaws.com/montgomerycountytfcg/Applications/200103-03.pdf
200103-02 | VoiceStream Wireless | Existing transmission tower | Colocation | Pepco 10-S | 231 | 0 | Martinsburg Rd | Dickerson | AR | Pepco | Pepco | Private | 39.2066 | -77.4359 | Tower | 160 | 0 |  | 2001-02-28 | 2001-04-04 | Recommended | Dickerson |  | https://s3.amazonaws.com/montgomerycountytfcg/Applications/200103-02.pdf
200101-05 | VoiceStream Wireless | Existing transmission tower | Colocation | Pepco 29-S | 69 | 0 | Peach Tree Rd | Dickerson | AR | Pepco | Pepco | Private | 39.1778 | -77.3859 | Tower | 135 | 0 |  | 2001-02-26 | 2001-03-07 | Recommended | Barnesville |  | https://s3.amazonaws.com/montgomerycountytfcg/Applications/200101-05.pdf
200102-01 | Sprint PCS | Existing transmission tower | Colocation | Pepco 29-N | 226 | 0 | Peach Tree Rd | Dickerson | AR | Pepco | Pepco | Private | 39.178 | -77.3857 | Tower | 126 | 0 |  | 2001-02-26 | 2001-03-07 | Recommended | WA33XC205D |  | https://s3.amazonaws.com/montgomerycountytfcg/Applications/200102-01.pdf
200103-01 | Verizon Wireless | Existing water tank | Colocation | Cabin John Water Tank | 132 | 6711 | Tomlinson Terr | Cabin John | R-200 | WSSC | WSSC | Public | 38.9782 | -77.1597 | Water Tank | 133.5 | 0 |  | 2001-02-23 | 2001-04-04 | Recommended | Cabin John BC |  | https://s3.amazonaws.com/montgomerycountytfcg/Applications/200103-01.pdf
200010-01 | XM Satellite Radio | Existing lattice tower | Colocation | Carver Tower | 124 | 2647 | W University Blvd | Silver Spring | CR-5.0 C-4.5 R-4.5 H-130 | Bajwa Property Management LLC |  | Private | 39.0407 | -77.0549 | Tower | 275 | 0 |  | 2001-02-22 | 2001-04-04 | Recommended |  |  | https://s3.amazonaws.com/montgomerycountytfcg/Applications/200010-01.pdf
200102-10 | Verizon Wireless | Existing water tank | Colocation | Falls Rd Tank | 133 | 8505 | Aqueduct Rd | Potomac | R-90 | WSSC | WSSC | Public | 39.0598 | -77.1744 | Water Tank | 139 | 0 |  | 2001-02-16 | 2001-04-04 | Recommended | Falls Rd M94FLS |  | https://s3.amazonaws.com/montgomerycountytfcg/Applications/200102-10.pdf
200102-11 | Verizon Wireless | Existing AT&T monopole | Colocation | Baptist Home | 147 | 6301 | Greentree Rd | Bethesda | R-60 | Baptist Home for Children |  | Private | 39.0026 | -77.1273 | Monopole | 120 | 0 |  | 2001-02-16 | 2001-04-04 | Recommended | Bradley Woods |  | https://s3.amazonaws.com/montgomerycountytfcg/Applications/200102-11.pdf
200102-09 | AT&T Wireless | New 160' pole | New | Allegheny MD-1435 | 230 | 11411 | Kingstead Rd | Damascus | RC | Allegheny Power |  | Private | 39.275 | -77.2244 | Monopole | 160 | 0 |  | 2001-02-15 | 2001-04-04 | Recommended | W566
200102-07 | US Wireless | Existing building | Colocation | Grosvenor House Apts | 14 | 10101 | Grosvenor Pl | Rockville | R-10 | Grosvenor Park |  | Private | 39.0233 | -77.1044 | Building | 174 | 0 |  | 2001-02-14 | 2001-03-07 | Recommended |  |  | https://s3.amazonaws.com/montgomerycountytfcg/Applications/200102-07.pdf
200102-08 | US Wireless | Existing building | Colocation | Democracy Center | 23 | 6903 | Rockledge Dr | Bethesda | CR-1.5 C-1.25 R-0.75 H-200 | G&I X Democracy Center LLC |  | Private | 39.0276 | -77.1405 | Building | 185 | 0 |  | 2001-02-14 | 2001-03-07 | Recommended |  |  | https://s3.amazonaws.com/montgomerycountytfcg/Applications/200102-08.pdf
200102-06 | airBand Communications | Existing building | Colocation | Democracy Center | 23 | 6903 | Rockledge Dr | Bethesda | CR-1.5 C-1.25 R-0.75 H-200 | G&I X Democracy Center LLC |  | Private | 39.0276 | -77.1405 | Building | 185 | 0 |  | 2001-02-13 | 2001-03-07 | Recommended |  |  | https://s3.amazonaws.com/montgomerycountytfcg/Applications/200102-06.pdf
200102-05 | AT&T Wireless | Existing building | Colocation | Wayne Manchester Towers | 229.1 | 75 | Wayne Ave E | Silver Spring | R-10 | Wayne Manchester Limited Partnership |  | Private | 39.0001 | -77.0082 | Building | 72 | 0 |  | 2001-02-09 | 2001-03-07 | Recommended | W147.1 |  | https://s3.amazonaws.com/montgomerycountytfcg/Applications/200102-05.pdf
200102-04 | US Wireless | Existing building | Colocation | Chateau Apartments | 53.01 | 9727 | Mt. Pisgah Rd | Silver Spring | R-H | Hillzo LP |  | Private | 39.0168 | -76.9745 | Building | 159 | 0 |  | 2001-02-06 | 2001-03-07 | Recommended |  |  | https://s3.amazonaws.com/montgomerycountytfcg/Applications/200102-04.pdf
200102-02 | Sprint PCS | Existing transmission tower | Colocation | Pepco 736473-0926 | 227 | 836 | Quince Orchard Rd | Gaithersburg | R-90 | Pepco | Pepco | Private | 39.1328 | -77.2249 | Utility Pole | 65 | -1 |  | 2001-01-25 | 2001-02-07 | Recommended | WA33XC9320 |  | https://s3.amazonaws.com/montgomerycountytfcg/Applications/200102-02.pdf
200102-03 | Sprint PCS | Existing building | Colocation | Hughes Methodist Church | 228 | 10700 | Georgia Ave | Silver Spring | R-60 | Hughes United Methodist Church | Church | Private | 39.0303 | -77.0481 | Building | 30 | 0 |  | 2001-01-25 | 2001-02-07 | Recommended | WA23XC5505D |  | https://s3.amazonaws.com/montgomerycountytfcg/Applications/200102-03.pdf
200101-08 | Nextel Communications | Existing transmission tower | Colocation | Pepco 100-S | 225 | 20000 blk | Goshen Rd & Rothbury Dr | Gaithersburg | R-200 | Pepco | Pepco | Private | 39.1841 | -77.1881 | Tower | 134 | 0 |  | 2001-01-22 | 2001-02-07 | Recommended | 947 Browns Station |  | https://s3.amazonaws.com/montgomerycountytfcg/Applications/200101-08.pdf
200101-06 | VoiceStream Wireless | Existing transmission tower | Colocation | Pepco 163-N | 136 | 1301 | Ashton Rd | Ashton | RC | Pepco | Pepco | Private | 39.1611 | -76.9837 | Tower | 143.3 | 0 |  | 2001-01-18 | 2001-02-07 | Recommended | Ashton |  | https://s3.amazonaws.com/montgomerycountytfcg/Applications/200101-06.pdf
200101-07 | VoiceStream Wireless | Existing transmission tower | Colocation | Pepco 111-S | 224 | 7600 | Hadley Farms Dr | Gaithersburg | R-90 | Pepco | Pepco | Private | 39.1856 | -77.1521 | Tower | 135 | 0 |  | 2001-01-18 | 2001-02-07 | Recommended | Fieldcrest |  | https://s3.amazonaws.com/montgomerycountytfcg/Applications/200101-07.pdf
200101-03 | XM Satellite Radio | Existing Sprint monopole | Colocation | Bethesda Country Club | 51.01 | 7601 | Bradley Blvd | Bethesda | R-200 | Bethesda Country Club |  | Private | 39.0153 | -77.1501 | Monopole | 150 | 0 |  | 2001-01-09 | 2001-04-04 | Recommended |  |  | https://s3.amazonaws.com/montgomerycountytfcg/Applications/200101-03.pdf
200101-02 | Fuzion Wireless | Existing building | Colocation | Silver Spring Metro Center II | 222 | 1315 | East-West Hwy | Silver Spring | RE-2C | Foulger-Pratt Co |  | Private | 38.9922 | -77.0306 | Building | 123 | 0 |  | 2001-01-02 | 2001-02-07 | Recommended |  |  | https://s3.amazonaws.com/montgomerycountytfcg/Applications/200101-02.pdf
200012-10 | AT&T Wireless | Existing transmission tower | Colocation | Pepco 85-L | 223.01 | 0 | Georgia Ave | Brookeville | AR | Pepco | Pepco | Private | 39.226 | -77.0595 | Tower | 150 | 0 |  | 2000-12-21 | 2001-01-10 | Recommended | W238.1 |  | https://s3.amazonaws.com/montgomerycountytfcg/Applications/200012-10.pdf
200012-09 | Sprint PCS | Existing building. No structure height available. | Colocation | E-Link Building | 159 | 6708 | Wisconsin Ave | Bethesda | CR-3.0 | Bradley-Wisconsin Associates |  | Private | 38.9772 | -77.0917 | Building |  | 0 |  | 2000-12-20 | 2001-01-10 | Recommended | E-link |  | https://s3.amazonaws.com/montgomerycountytfcg/Applications/200012-09.pdf
200012-08 | XM Satellite Radio | Existing transmission tower | Colocation | Pepco 652-S | 74 | 12200 | Falls Rd | Rockville | R-200 | Pepco | Pepco | Private | 39.0548 | -77.1813 | Tower | 148 | 0 |  | 2000-12-18 | 2001-01-10 | Recommended |  |  | https://s3.amazonaws.com/montgomerycountytfcg/Applications/200012-08.pdf
200012-07 | Montgomery County | New 106' pole | New | Rivers Edge | 221 | 12301 | Rivers Edge Dr | Potomac | RE-2 | Taylor Johnson | County | Private | 39.0581 | -77.2892 | Monopole | 106 | 0 |  | 2000-12-15 | 2001-01-10 | Recommended |  |  | https://s3.amazonaws.com/montgomerycountytfcg/Applications/200012-07.pdf
200012-05 | Nextel Communications | Existing lattice tower | Colocation | Haights Branch Tower | 112 | 5229 | Damascus Rd | Gaithersburg | AR | LECHLIDER DOUGLAS E & ROBIN L |  | Private | 39.2431 | -77.101 | Tower | 225 | 0 |  | 2000-12-12 | 2001-01-10 | Recommended | 2213 Griffin Park |  | https://s3.amazonaws.com/montgomerycountytfcg/Applications/200012-05.pdf
200012-02 | AT&T Wireless | 212' lattice tower | Colocation | WSSC Damascus Plant | 218 | 23730 | Log House Rd | Gaithersburg | RE-2 | WSSC | WSSC | Public | 39.2461 | -77.2069 | Tower | 212 | 0 |  | 2000-11-21 | 2001-01-10 | Recommended | W566.3 |  | https://s3.amazonaws.com/montgomerycountytfcg/Applications/200012-02.pdf
200012-01 | Nextel Communications | Existing monopole | Colocation | Weitzer Property | 123 | 0 | Sugarland Rd | Poolesville | AR | BLUFFING GOAT FARM LLC |  | Private | 39.0857 | -77.3982 | Monopole | 195 | 0 |  | 2000-11-20 | 2001-01-10 | Recommended | 2440 Hughes Rd |  | https://s3.amazonaws.com/montgomerycountytfcg/Applications/200012-01.pdf
200011-14 | Montgomery County | New 230' County lattice tower | New | Kenwood County Club | 30 | 5601 | River Rd | Bethesda | R-90 | Kenwood Country Club |  | Private | 38.9766 | -77.1142 | Tower | 230 | 0 |  | 2000-11-17 | 2000-12-06 | Recommended | WAN097 |  | https://s3.amazonaws.com/montgomerycountytfcg/Applications/200011-14.pdf
200011-13 | Sprint PCS | Existing building | Colocation | Washington Baptist Church | 182 | 5144 | Massachusetts Ave | Bethesda | R-60 | Washington Jesus Baptist Church | Church | Private | 38.9507 | -77.1025 | Building | 35.8 | 0 |  | 2000-11-16 | 2000-12-06 | Recommended | WA23XC403B |  | https://s3.amazonaws.com/montgomerycountytfcg/Applications/200011-13.pdf
200005-07 | Nextel Communications | New 80' Nextel monopole | New | Northwood High School | 192 | 919 | University Blvd | Silver Spring | R-60 | Board of Education | School | Public | 39.0366 | -77.0223 | Monopole | 110 | 0 |  | 2000-11-15 | 2001-04-04 | Withdrawn | 887 Arcola
200011-08 | Nextel Communications | Existing building | Colocation | Ramada Silver Spring | 216 | 7990 | Georgia Ave | Silver Spring | CR-3.0 | ELSS LLC |  | Private | 38.9867 | -77.0272 | Building | 81 | 0 |  | 2000-11-15 | 2000-12-06 | Recommended | 612 Ramada Ltd |  | https://s3.amazonaws.com/montgomerycountytfcg/Applications/200011-08.pdf
200011-09 | VoiceStream Wireless | Existing lattice tower | Colocation | Pepco Substation 118 | 197 | 17101 | Germantown Rd | Germantown | AR | Pepco | Pepco | Private | 39.1376 | -77.2933 | Tower | 300 | 0 |  | 2000-11-15 | 2000-12-06 | Recommended | Germantown |  | https://s3.amazonaws.com/montgomerycountytfcg/Applications/200011-09.pdf
200011-10 | airBand Communications | Existing building | Colocation | Hilton-Gaithersburg | 217 | 620 | Perry Pkwy | Gaithersburg | C-2 | L-A Gaithersburg LLC |  | Private | 39.1494 | -77.2134 | Building | 180 | 0 |  | 2000-11-15 | 2000-12-06 | Recommended |  |  | https://s3.amazonaws.com/montgomerycountytfcg/Applications/200011-10.pdf
200011-11 | airBand Communications | Existing building | Colocation | Washingtonian | 181 | 9701 | Fields Rd | Gaithersburg | R-10 | Washingtonian Tower Condominium Inc. |  | Private | 39.1149 | -77.1994 | Building | 235 | 0 |  | 2000-11-15 | 2000-12-06 | Recommended |  |  | https://s3.amazonaws.com/montgomerycountytfcg/Applications/200011-11.pdf
200011-12 | Nextel Communications | Existing lattice tower | Colocation | Benmar Property | 125 | 23000 | Whites Ferry Rd (18500 Elmers School Rd) | Dickerson | AR | Tower Road LLC |  | Private | 39.1574 | -77.4854 | Tower | 230 | 0 |  | 2000-11-15 | 2000-12-06 | Recommended | 2441 Martinsburg |  | https://s3.amazonaws.com/montgomerycountytfcg/Applications/200011-12.pdf
200011-04 | XM Satellite Radio | Existing building | Colocation | Air Rights Building | 126 | 7315 | Wisconsin Ave | Bethesda | CR-5.0 | Lowes Northwest Inv. Prop. |  | Private | 38.9826 | -77.0929 | Building | 142 | 0 |  | 2000-11-14 | 2001-01-10 | Recommended |  |  | https://s3.amazonaws.com/montgomerycountytfcg/Applications/200011-04.pdf
200011-06 | XM Satellite Radio | Existing AT&T monopole | Colocation | Bethesda Country Club | 51.01 | 7601 | Bradley Blvd | Bethesda | R-200 | Bethesda Country Club |  | Private | 39.0153 | -77.1501 | Monopole | 150 | 0 |  | 2000-11-14 | 2001-01-10 | Withdrawn
200011-07 | Nextel Communications | Existing building | Colocation | Sudbury House Condo | 38 | 2100 | Washington Avenue | Silver Spring | R-10 | Sudbury House Condominiums |  | Private | 38.9942 | -77.0454 | Building | 95 | 0 |  | 2000-11-14 | 2000-12-06 | Recommended | 884 Sudbury House |  | https://s3.amazonaws.com/montgomerycountytfcg/Applications/200011-07.pdf
200011-03 | Metricom Inc | Existing transmission tower | Colocation | Pepco 652-N | 215 | 12200 | Falls Rd | Potomac | CRT-2.25 | Pepco | Pepco | Private | 39.055 | -77.181 | Tower | 146 | 0 |  | 2000-11-13 | 2000-12-06 | Recommended |  |  | https://s3.amazonaws.com/montgomerycountytfcg/Applications/200011-03.pdf
200011-02 | Metricom Inc | Existing transmission tower | Colocation | Pepco 641-S | 214 |  | Glen Mill Rd & White Claver Terr | Potomac | RE-2 | Pepco | Pepco | Private | 39.0631 | -77.2156 | Tower | 122 | 0 |  | 2000-11-10 | 2000-12-06 | Recommended |  |  | https://s3.amazonaws.com/montgomerycountytfcg/Applications/200011-02.pdf
200011-01 | Nextel Communications | Existing building | Colocation | Motor City Dr | 213 | 10411 | Motor City Dr | Bethesda | EOF-1.5 | Motor City Dr LLC |  | Private | 39.0269 | -77.1428 | Building | 71 | 0 |  | 2000-10-27 | 2000-12-06 | Recommended | 2100 I270 split |  | https://s3.amazonaws.com/montgomerycountytfcg/Applications/200011-01.pdf
200010-08 | VoiceStream Wireless | Existing Sprint monopole | Colocation | Sherwood High School | 157 | 300 | Olney-Sandy Spring Rd | Sandy Spring | RNC | Board of Education | School | Public | 39.1485 | -77.0172 | Monopole | 150 | 0 |  | 2000-10-20 | 2001-05-01 | Withdrawn
200010-03 | Selective Site (Sirius Sat.) | Existing building | Colocation | 3 Bethesda Metro Center | 163 | 3 | Bethesda Metro Center | Bethesda | CR-8.0 | Meridian BMC Office Owner LLC |  | Private | 38.9845 | -77.0959 | Building | 160 | 0 |  | 2000-10-19 | 2000-11-08 | Recommended |  |  | https://s3.amazonaws.com/montgomerycountytfcg/Applications/200010-03.pdf
200010-04 | airBand Communications | Existing building | Colocation | 962 Wayne Ave | 46 | 962 | Wayne Ave | Silver Spring | CR-5.0 | Bsrep II MD Office Wayne LLC |  | Private | 38.9943 | -77.026 | Building | 112 | 0 |  | 2000-10-19 | 2000-12-06 | Recommended |  |  | https://s3.amazonaws.com/montgomerycountytfcg/Applications/200010-04.pdf
200010-05 | airBand Communications | Existing building | Colocation | 6110 Executive Blvd | 171 | 6110 | Executive Blvd | Rockville | EOF-0.75 | Washington REIT |  | Private | 39.048 | -77.1241 | Building | 110 | 0 |  | 2000-10-19 | 2000-12-06 | Recommended |  |  | https://s3.amazonaws.com/montgomerycountytfcg/Applications/200010-05.pdf
200010-06 | airBand Communications | Existing building | Colocation | Battery Park | 145 | 7979 | Old Georgetown Rd | Bethesda | CR-3.0 | Jamal's 7979 LLC |  | Private | 38.9893 | -77.1012 | Building | 120 | 0 |  | 2000-10-19 | 2000-12-06 | Recommended |  |  | https://s3.amazonaws.com/montgomerycountytfcg/Applications/200010-06.pdf
200010-02 | Nextel Communications | Existing monopole | Colocation | Shady Grove Post Office | 49 | 16501 | Shady Grove Rd | Gaithersburg | IM-0.5 H-75 | United States Postal Service | Federal | Public | 39.1264 | -77.17 | Monopole | 146 | 0 |  | 2000-10-03 | 2000-12-06 | Recommended | 950 Crabbs Branch |  | https://s3.amazonaws.com/montgomerycountytfcg/Applications/200010-02.pdf
200009-16 | Montgomery County | New 30' light pole | New | White Flint Metro Station | 207 |  | Rockville Pike @ Marinelli Rd | Kensington | R-90 | WMATA | WMATA | Public | 39.0493 | -77.1137 | Utility Pole | 30 | -1 |  | 2000-09-22 | 2000-10-11 | Recommended |  |  | https://s3.amazonaws.com/montgomerycountytfcg/Applications/200009-16.pdf
200009-17 | Montgomery County | New 30' light pole | New | Glenmont Metro Station | 208 | 12700 | Georgia Ave (block of) | Glenmont | R-60 | WMATA | WMATA | Public | 39.0609 | -77.0525 | Utility Pole | 30 | -1 |  | 2000-09-22 | 2000-10-11 | Recommended |  |  | https://s3.amazonaws.com/montgomerycountytfcg/Applications/200009-17.pdf
200009-18 | Montgomery County | New 30' light pole | New | Grosvenor Metro Station | 209 |  | Rockville Pike @ Tuckerman Ln | Rockville | R-60 | WMATA | WMATA | Public | 39.0305 | -77.1042 | Utility Pole | 30 | -1 |  | 2000-09-22 | 2000-10-11 | Recommended |  |  | https://s3.amazonaws.com/montgomerycountytfcg/Applications/200009-18.pdf
200009-19 | Montgomery County | New 30' light pole | New | Medical Center Metro Stn | 210 |  | Rockville Pike @ South Dr | Bethesda | R-60 | WMATA | WMATA | Public | 38.9993 | -77.0974 | Light Pole | 30 | -1 |  | 2000-09-22 | 2000-10-11 | Recommended |  |  | https://s3.amazonaws.com/montgomerycountytfcg/Applications/200009-19.pdf
200009-20 | Montgomery County | New 30' light pole | New | Wheaton Metro Station | 211.01 |  | Georgia Ave @ Reedie Dr | Wheaton | CBD-3 | WMATA | WMATA | Public | 39.0365 | -77.0498 | Utility Pole | 30 | -1 |  | 2000-09-22 | 2000-10-11 | Recommended |  |  | https://s3.amazonaws.com/montgomerycountytfcg/Applications/200009-20.pdf
200009-21 | Montgomery County | New 30' light pole | New | Forest Glen Metro Station | 199 |  | Georgia Ave @ Forest Glen Rd | Wheaton | R-60 | WMATA | WMATA | Public | 39.0158 | -77.043 | Utility Pole | 30 | -1 |  | 2000-09-22 | 2000-10-11 | Recommended |  |  | https://s3.amazonaws.com/montgomerycountytfcg/Applications/200009-21.pdf
200009-09 | AT&T Wireless | Existing Cell 1 monopole | Colocation | Gymkhana Club | 56 | 14100 | River Rd | Rockville | RE-2 | River Road Development Inc |  | Private | 39.063 | -77.2925 | Monopole | 143.6 | 0 |  | 2000-09-21 | 2000-10-11 | Recommended | W223.1 [T] |  | https://s3.amazonaws.com/montgomerycountytfcg/Applications/200009-09.pdf
200009-10 | Montgomery County | New 75' County monopole | New | Sangamore Road | 206 | 4800 | Sangamore Rd | Bethesda | R-90 | Pepco | Pepco | Public | 38.9519 | -77.1208 | Monopole | 75 | 0 |  | 2000-09-21 | 2000-12-06 | Recommended |  |  | https://s3.amazonaws.com/montgomerycountytfcg/Applications/200009-10.pdf
200009-11 | XM Satellite Radio | Existing lattice tower | Colocation | WWDC Radio Tower | 40 | 8800 | Brookeville Rd | Silver Spring | IM-2.5 H-50 | Chancellor Media Corp. |  | Private | 38.9999 | -77.057 | Tower | 695 | 0 |  | 2000-09-21 | 2000-11-08 | Recommended |  |  | https://s3.amazonaws.com/montgomerycountytfcg/Applications/200009-11.pdf
200009-12 | XM Satellite Radio | Existing building | Colocation | Grosvenor House Apts | 14 | 10101 | Grosvenor Pl | Rockville | R-10 | Grosvenor Park |  | Private | 39.0233 | -77.1044 | Building | 174 | 0 |  | 2000-09-21 | 2000-10-11 | Recommended |  |  | https://s3.amazonaws.com/montgomerycountytfcg/Applications/200009-12.pdf
200009-13 | Metricom Inc | Existing building | Colocation | Washingtonian | 181 | 9701 | Fields Rd | Gaithersburg | R-10 | Washingtonian Tower Condominium Inc. |  | Private | 39.1149 | -77.1994 | Building | 235 | 0 |  | 2000-09-21 | 2000-10-11 | Recommended |  |  | https://s3.amazonaws.com/montgomerycountytfcg/Applications/200009-13.pdf
200009-14 | Metricom Inc | Existing building | Colocation | Sunrise Apts | 149 | 19310 | Club House Rd | Gaithersburg | R-10 | Sunrise Assisted Living |  | Private | 39.1738 | -77.2027 | Building | 70 | 0 |  | 2000-09-21 | 2000-10-11 | Recommended |  |  | https://s3.amazonaws.com/montgomerycountytfcg/Applications/200009-14.pdf
200009-15 | Metricom Inc | Existing Sprint monopole | Colocation | Oakmont Monopole | 3 | 16801 | Oakmont Ave | Gaithersburg | IM-2.5 H-50 | 16801 Oakmont Avenue LLC |  | Private | 39.1315 | -77.174 | Monopole | 191 | 0 |  | 2000-09-21 | 2000-10-11 | Recommended |  |  | https://s3.amazonaws.com/montgomerycountytfcg/Applications/200009-15.pdf
200009-08 | Metricom Inc | Existing building | Colocation | Berkshire Towers | 42.02 | 11215 | Oak Leaf Dr | Silver Spring | R-10 | Enclave Holdings LLC |  | Private | 39.0397 | -76.994 | Building | 165 | 0 |  | 2000-09-11 | 2000-10-11 | Recommended |  |  | https://s3.amazonaws.com/montgomerycountytfcg/Applications/200009-08.pdf
200009-06 | AT&T Wireless | Existing building | Colocation | Claridge House Apts | 179 | 2445 | Lyttonsville Rd | Silver Spring | CRT-1.25, C-0.25, R-1.25, H-150 | C & C Apartments Assoc LP |  | Private | 39 | -77.0525 | Building | 125 | 0 |  | 2000-09-08 | 2000-10-11 | Recommended | W274.2 |  | https://s3.amazonaws.com/montgomerycountytfcg/Applications/200009-06.pdf
200009-07 | AT&T Wireless | Existing guyed tower | Colocation | Shumaker Property | 127 | 0 | Peach Tree Rd | Boyds | AR | Shumaker Family Properties LLC |  | Private | 39.1996 | -77.3481 | Tower | 150 | 0 |  | 2000-09-08 | 2000-10-11 | Recommended | W228.1 |  | https://s3.amazonaws.com/montgomerycountytfcg/Applications/200009-07.pdf
200009-05 | Nextel Communications | Existing building | Colocation | Jefferson Office Bldg | 204 | 2115 | E. Jefferson St | Rockville | EOF-0.75 | Jefferson Office Inc. |  | Private | 39.0494 | -77.1269 | Building | 103 | 0 |  | 2000-09-06 | 2000-10-11 | Recommended | 875 Wickford |  | https://s3.amazonaws.com/montgomerycountytfcg/Applications/200009-05.pdf
200009-01 | Metricom Inc | Existing building | Colocation | Aldon Building | 202 | 8200 | Wisconsin Ave | Bethesda | CR-3.0 | Alvin I.Brown c/o Aldon Mgmt |  | Private | 38.9919 | -77.0963 | Building | 143 | 0 |  | 2000-08-31 | 2000-10-11 | Recommended |  |  | https://s3.amazonaws.com/montgomerycountytfcg/Applications/200009-01.pdf
200009-02 | VoiceStream Wireless | Existing lattice tower | Colocation | Benmar Property | 125 | 23000 | Whites Ferry Rd (18500 Elmers School Rd) | Dickerson | AR | Tower Road LLC |  | Private | 39.1574 | -77.4854 | Tower | 230 | 0 |  | 2000-08-31 | 2000-10-11 | Recommended | Toll Ferry |  | https://s3.amazonaws.com/montgomerycountytfcg/Applications/200009-02.pdf
200009-03 | VoiceStream Wireless | Existing water tank | Colocation | Brink Water Tank | 87 | 21701 | Ridge Rd | Germantown | AR | WSSC | WSSC | Public | 39.2126 | -77.238 | Water Tank | 124 | 0 |  | 2000-08-31 | 2000-10-11 | Recommended | Brink WTK |  | https://s3.amazonaws.com/montgomerycountytfcg/Applications/200009-03.pdf
200005-14 | Montgomery County | New 250' County lattice tower | New | Montg College Germantown | 153 | 20200 | Observation Dr | Germantown | LSC-2.0 | Board of Comm College Trustees for Montgomery Coun | WSSC | Public | 39.1846 | -77.2499 | Tower | 300 | 0 |  | 2000-08-24 | 2000-09-06 | Recommended |  |  | https://s3.amazonaws.com/montgomerycountytfcg/Applications/200005-14.pdf
199902-03 | Nextel Communications | Existing lattice tower | Colocation | Izaak Walton League | 6 | 18301 | Waring Station Rd | Germantown | R-200 | Izaak Walton League |  | Private | 39.1551 | -77.2535 | Tower | 224 | 0 |  | 2000-08-23 | 2000-09-06 | Recommended | 948 Diamond |  | https://s3.amazonaws.com/montgomerycountytfcg/Applications/199902-03.pdf
200005-12 | Nextel Communications | New 68' Nextel monopole | New | Walt Whitman High School | 194 | 7100 | Whittier Blvd | Bethesda | R-90 | MCPS | School | Public | 38.9788 | -77.129 | Monopole | 75 | 0 |  | 2000-08-16 | 2000-09-06 | Recommended | 879 Walt Whitman HS |  | https://s3.amazonaws.com/montgomerycountytfcg/Applications/200005-12.pdf
200008-03 | Sprint PCS | Existing BAM monopole | Colocation | Rinaldi Property | 24 | 15700 | Georgia Ave | Olney | R-200 | Patricia V Rinaldi |  | Private | 39.1159 | -77.0745 | Monopole | 120 | 0 |  | 2000-08-16 | 2000-09-06 | Recommended | WA23XC423B |  | https://s3.amazonaws.com/montgomerycountytfcg/Applications/200008-03.pdf
200008-02 | Nextel Communications | Existing building | Colocation | 6800 Wisconsin | 201 | 6800 | Wisconsin Ave | Bethesda | CR-3.0 | Bradley-Wisconsin Associates |  | Private | 38.9775 | -77.0912 | Building | 29 | 0 |  | 2000-08-11 | 2000-10-11 | Recommended | 800 Chevy Chase Village |  | https://s3.amazonaws.com/montgomerycountytfcg/Applications/200008-02.pdf
200008-01 | XM Satellite Radio | Existing water tank | Colocation | Airpark Water Tank | 134 | 20511 | Woodfield Rd | Gaithersburg | RE-1 | WSSC | WSSC | Public | 39.1923 | -77.1513 | Water Tank | 98 | 0 |  | 2000-07-31 | 2000-09-06 | Recommended | Goshen |  | https://s3.amazonaws.com/montgomerycountytfcg/Applications/200008-01.pdf
200007-06 | Sprint PCS | Existing monopole | Colocation | MDOT-Rockville | 73 |  | I-270 & Montrose Rd | Rockville | R-90 | MDOT / State Hwy Admin. | State | Public | 39.0579 | -77.1537 | Monopole | 140 | -1 |  | 2000-07-24 | 2000-09-06 | Recommended | WA33XC936 |  | https://s3.amazonaws.com/montgomerycountytfcg/Applications/200007-06.pdf
200007-05 | Metricom Inc | Existing building | Colocation | Democracy Center | 23 | 6903 | Rockledge Dr | Bethesda | CR-1.5 C-1.25 R-0.75 H-200 | G&I X Democracy Center LLC |  | Private | 39.0276 | -77.1405 | Building | 185 | 0 |  | 2000-07-20 | 2000-07-31 | Recommended |  |  | https://s3.amazonaws.com/montgomerycountytfcg/Applications/200007-05.pdf
200007-01 | XM Satellite Radio | Existing BAM monopole | Colocation | Rinaldi Property | 24 | 15700 | Georgia Ave | Olney | R-200 | Patricia V Rinaldi |  | Private | 39.1159 | -77.0745 | Monopole | 120 | 0 |  | 2000-07-17 | 2000-07-31 | Recommended |  |  | https://s3.amazonaws.com/montgomerycountytfcg/Applications/200007-01.pdf
200007-04 | Verizon Wireless | Existing transmission tower | Colocation | Pepco 636-S | 311.02 | 13900 | Piney Meetinghouse Rd | Rockville | RE-2 | Pepco | Pepco | Private | 39.0679 | -77.23 | Tower | 126.5 | 0 |  | 2000-07-17 | 2000-07-31 | Recommended | Travilah |  | https://s3.amazonaws.com/montgomerycountytfcg/Applications/200007-04.pdf
200007-03 | Metricom Inc | Existing Nextel monopole | Colocation | McDonnell Property | 93.01 | 20315 | Georgia Ave | Brookeville | RC | Timothy McDonnell |  | Private | 39.1899 | -77.0607 | Monopole | 188 | 0 |  | 2000-07-14 | 2000-07-31 | Recommended |  |  | https://s3.amazonaws.com/montgomerycountytfcg/Applications/200007-03.pdf
200005-18 | Montgomery County | New 250' County lattice tower | New | Shady Grove Tower | 137.02 | 8620 | Pleasant Rd | Gaithersburg | GR-1.5 | WSSC |  | Public | 39.1199 | -77.1796 | Tower | 250 | 0 |  | 2000-07-10 | 2000-07-31 | Recommended |  |  | https://s3.amazonaws.com/montgomerycountytfcg/Applications/200005-18.pdf
200006-10 | AT&T Wireless | Existing building | Colocation | Verizon Building | 36 | 13100 | Columbia Pike | Silver Spring | EOF-0.75 H-100 T | Chesapeake and Potomac Tele Co MD |  | Private | 39.0713 | -76.9589 | Building | 68 | 0 |  | 2000-06-27 | 2000-07-31 | Recommended | W568.1 |  | https://s3.amazonaws.com/montgomerycountytfcg/Applications/200006-10.pdf
200006-info only | Metricom, Inc. | Colocation | Colocation | NRC Building | 94 | 11555 | Rockville Pike | Rockville | CR-3.0 | U.S. Govt General Svcs Admin | Federal | Public | 39.0469 | -77.1119 | Building | 266 | 0 |  | 2000-06-26 |  | Info Only | Rockbeth-NRC Bldg
200006-05 | XM Satellite Radio | Existing building | Colocation | Democracy Center | 23 | 6903 | Rockledge Dr | Bethesda | CR-1.5 C-1.25 R-0.75 H-200 | G&I X Democracy Center LLC |  | Private | 39.0276 | -77.1405 | Building | 185 | 0 |  | 2000-06-23 | 2000-07-31 | Recommended |  |  | https://s3.amazonaws.com/montgomerycountytfcg/Applications/200006-05.pdf
200006-07 | XM Satellite Radio | Existing BAM monopole | Colocation | Knights of Columbus | 13.01 | 17001 | Overhill Rd | Derwood | RE-1 | MONTG CNCL K C BLDG CORP |  | Private | 39.1347 | -77.1418 | Monopole | 173 | 0 |  | 2000-06-23 | 2000-07-31 | Withdrawn
200006-08 | XM Satellite Radio | Existing building | Colocation | Berkshire Towers | 42.01 | 11235 | Oak Leaf Dr | Silver Spring | R-10 | Enclave Holdings LLC Nonconnah Holdings LLC |  | Private | 39.0413 | -76.9934 | Building | 165 | 0 |  | 2000-06-23 | 2000-07-31 | Recommended |  |  | https://s3.amazonaws.com/montgomerycountytfcg/Applications/200006-08.pdf
200006-04 | Nextel Communications | 250' lattice tower | Colocation | Easterday Property | 186 | 9265 | Brown Church Rd | Mt. Airy | AR | Easterday Louise Et Al |  | Private | 39.3294 | -77.1886 | Tower | 250 | 0 |  | 2000-05-26 | 2000-07-31 | Recommended | 2400 Brown Church |  | https://s3.amazonaws.com/montgomerycountytfcg/Applications/200006-04.pdf
200005-info only | Montgomery County | Colocation | Colocation | NRC Building | 94 | 11555 | Rockville Pike | Rockville | CR-3.0 | U.S. Govt General Svcs Admin | Federal | Public | 39.0469 | -77.1119 | Building | 266 | 0 |  | 2000-05-26 |  | Info Only | NRC
200006-03 | AT&T Wireless | Existing water tank | Colocation | Naval Surface Warfare Ctr | 75 | 9500 | MacArthur Blvd | Bethesda | R-200 | United States Navy | Federal | Public | 38.976 | -77.1931 | Water Tank | 142 | 0 |  | 2000-05-24 | 2000-07-31 | Recommended | W145.1 |  | https://s3.amazonaws.com/montgomerycountytfcg/Applications/200006-03.pdf
199909-06 | Nextel Communications | New 150' monopole | New | Troop 52 Forest Preserve 2 | 113 | 16100 | Darnestown Rd | Dawsonville | AR | Seneca Creek Forest Preserve Inc |  | Private | 39.1343 | -77.335 | Tower | 180 | 0 |  | 2000-05-23 | 2000-07-31 | Not recommended |  |  | https://s3.amazonaws.com/montgomerycountytfcg/Applications/199909-06.pdf
200006-01 | Cellular One | Existing building | Colocation | Promenade | 47 | 5225 | Pooks Hill Rd | Bethesda | R-H | Promenade Towers MH Corp |  | Private | 39.0174 | -77.1068 | Building | 193 | 0 |  | 2000-05-17 | 2000-06-05 | Recommended | Maplewood |  | https://s3.amazonaws.com/montgomerycountytfcg/Applications/200006-01.pdf
200006-02 | Nextel Communications | Existing transmission tower | Colocation | Pepco 118-N | 176 |  | Fieldcrest Rd & Manor View Dr | Laytonsville | RE-2 | Pepco | Pepco | Private | 39.1875 | -77.1285 | Tower | 130 | 0 |  | 2000-05-10 | 2000-06-05 | Recommended | 2214 Claysville |  | https://s3.amazonaws.com/montgomerycountytfcg/Applications/200006-02.pdf
200005-11 | Metricom Inc | Existing BAM monopole | Colocation | Knights of Columbus | 13.01 | 17001 | Overhill Rd | Derwood | RE-1 | MONTG CNCL K C BLDG CORP |  | Private | 39.1347 | -77.1418 | Monopole | 173 | 0 |  | 2000-05-05 | 2000-05-12 | Recommended |  |  | https://s3.amazonaws.com/montgomerycountytfcg/Applications/200005-11.pdf
200005-13 | Montgomery County | Existing building | Colocation | Pepco-Dickerson Plant | 195 | 21200 | Martinsburg Rd | Dickerson | AR | Pepco | Pepco | Private | 39.2092 | -77.4642 | Building | 700 | 0 |  | 2000-05-05 | 2000-05-19 | Recommended |  |  | https://s3.amazonaws.com/montgomerycountytfcg/Applications/200005-13.pdf
200005-15 | Montgomery County | Existing water tank | Colocation | Hampshire Greens Tank | 139 | 15916 | New Hampshire Ave | Spencerville | RE-2C | Maryland National Capital Park & Planning Comm | WSSC | Public | 39.1203 | -76.9917 | Water Tank | 150 | 0 |  | 2000-05-05 | 2000-06-05 | Recommended |  |  | https://s3.amazonaws.com/montgomerycountytfcg/Applications/200005-15.pdf
200005-16 | Montgomery County | New 250' County lattice tower | New | MC Correctional Facility | 196 | 22880 | Whelan Ln | Boyds | EOF-0.75 | Montgomery County | County | Public | 39.2397 | -77.2931 | Tower | 250 | 0 |  | 2000-05-05 | 2000-06-05 | Recommended |  |  | https://s3.amazonaws.com/montgomerycountytfcg/Applications/200005-16.pdf
200005-17 | Montgomery County | 300' PEPCO lattice tower | Colocation | Pepco Substation 118 | 197 | 17101 | Germantown Rd | Germantown | AR | Pepco | Pepco | Private | 39.1376 | -77.2933 | Tower | 300 | 0 |  | 2000-05-05 | 2000-06-05 | Recommended |  |  | https://s3.amazonaws.com/montgomerycountytfcg/Applications/200005-17.pdf
200005-19 | Montgomery County | Existing water tank | Colocation | Bradley Water Tank 1 | 72.01 | 5603 | Radnor Rd | Bethesda | R-90 | WSSC | WSSC | Public | 38.9804 | -77.1137 | Water Tank | 108 | 0 |  | 2000-05-05 | 2001-01-22 | Withdrawn
200005-20 | Montgomery County | Existing building | Colocation | Berkshire Towers | 198 | 11200 | Lockwood Dr (Oak Leaf Dr) | Silver Spring | R-10 | Enclave Holdings |  | Private | 39.04 | -76.9921 | Building | 164 | 0 |  | 2000-05-05 | 2000-05-19 | Recommended |  |  | https://s3.amazonaws.com/montgomerycountytfcg/Applications/200005-20.pdf
200005-05 | Sprint PCS | Existing Cell 1 monopole | Colocation | Leaman Property | 86 | 13820 | Clopper Rd | Boyds | R-200 | American Tower Asset Sub 2 LLC |  | Private | 39.1652 | -77.2908 | Monopole | 125 | 0 |  | 2000-05-04 | 2000-05-12 | Recommended | WA23XC459A |  | https://s3.amazonaws.com/montgomerycountytfcg/Applications/200005-05.pdf
200005-06 | Sprint PCS | Existing water tank | Colocation | Brink Water Tank | 87 | 21701 | Ridge Rd | Germantown | AR | WSSC | WSSC | Public | 39.2126 | -77.238 | Water Tank | 124 | 0 |  | 2000-05-04 | 2000-05-12 | Recommended | WA23XC462 |  | https://s3.amazonaws.com/montgomerycountytfcg/Applications/200005-06.pdf
200005-10 | Metricom Inc | Existing building | Colocation | Westfield South 2 | 106 | 2730 | University Blvd W. | Wheaton | CR-6.0 C-5.5 R-5.5 H-200 | Wheaton Shopping |  | Private | 39.0393 | -77.0558 | Building | 112.4 | 0 |  | 2000-05-04 | 2000-05-19 | Recommended |  |  | https://s3.amazonaws.com/montgomerycountytfcg/Applications/200005-10.pdf
200005-09 | VoiceStream Wireless | Existing Nextel monopole | Colocation | McDonnell Property | 93.01 | 20315 | Georgia Ave | Brookeville | RC | Timothy McDonnell |  | Private | 39.1899 | -77.0607 | Monopole | 188 | 0 |  | 2000-05-02 | 2000-05-12 | Recommended | Brookeville Spectrasite 170 |  | https://s3.amazonaws.com/montgomerycountytfcg/Applications/200005-09.pdf
200005-08 | Nextel Communications | Existing transmission tower | Colocation | Pepco 148-S | 193.02 | 0 | Gold Mine Rd | Brinklow | R-C | Pepco | Pepco | Private | 39.1802 | -77.0277 | Tower | 146 | 0 |  | 2000-05-01 | 2000-05-12 | Recommended | 2217 Brighton |  | https://s3.amazonaws.com/montgomerycountytfcg/Applications/200005-08.pdf
200005-02 | AT&T Wireless | New 199' AT&T monopole - 3 | New | Clement Property | 189 | 25201 | Peach Tree Rd | Clarksburg | AR | BRINKLOW-BLOCKTOWN LLC |  | Private | 39.2672 | -77.3193 | Monopole | 190 | 0 |  | 2000-04-21 | 2000-06-05 | Recommended | W532.14 |  | https://s3.amazonaws.com/montgomerycountytfcg/Applications/200005-02.pdf
200005-03 | AT&T Wireless | New 150' AT&T monopole - 3 | New | Pyle Property | 190 | 211 | Ednor Rd | Silver Spring | RE-2 | Helen Pyle et al |  | Private | 39.1252 | -77.0182 | Monopole | 162 | 0 |  | 2000-04-21 | 2000-06-05 | Recommended | W550.2 |  | https://s3.amazonaws.com/montgomerycountytfcg/Applications/200005-03.pdf
200005-01 | Nextel Communications | Existing transmission tower | Colocation | Pepco 636-N | 311.01 | 13900 | Piney Meeting House Rd | Rockville | IH-2.5 | Pepco | Pepco | Private | 39.0681 | -77.2297 | Tower | 133 | 0 |  | 2000-04-20 | 2000-05-12 | Recommended | Piney Meeting House |  | https://s3.amazonaws.com/montgomerycountytfcg/Applications/200005-01.pdf
200004-10 | Nextel Communications | Existing transmission tower | Colocation | Pepco 627-S | 187 | 14201 | Quince Orchard Rd | Gaithersburg | R-200 | Pepco | Pepco | Private | 39.0859 | -77.249 | Tower | 132 | 0 |  | 2000-03-28 | 2000-04-12 | Recommended | 2433 Travilah E School |  | https://s3.amazonaws.com/montgomerycountytfcg/Applications/200004-10.pdf
200004-11 | AT&T Wireless | Existing transmission tower | Colocation | Pepco 171-N | 188 | 1800 | Ednor Rd | Silver Spring | R-C | Pepco | Pepco | Private | 39.14 | -76.9753 | Tower | 134 | 0 |  | 2000-03-28 | 2000-04-12 | Recommended | W544.4 |  | https://s3.amazonaws.com/montgomerycountytfcg/Applications/200004-11.pdf
200004-09 | Nextel Communications | Existing building | Colocation | National 4-H Council Bldg | 44 | 7100 | Connecticut Ave | Chevy Chase | R-60 | National 4-H Council |  | Private | 38.981 | -77.0788 | Building | 36 | 0 |  | 2000-03-22 | 2000-09-05 | Withdrawn
200004-05 | Sprint PCS | Existing Nextel monopole | Colocation | McDonnell Property | 93.01 | 20315 | Georgia Ave | Brookeville | RC | Timothy McDonnell |  | Private | 39.1899 | -77.0607 | Monopole | 188 | 0 |  | 2000-03-17 | 2000-04-12 | Withdrawn
200004-06 | Sprint PCS | Existing guyed tower | Colocation | Shumaker Property | 127 | 0 | Peach Tree Rd | Boyds | AR | Shumaker Family Properties LLC |  | Private | 39.1996 | -77.3481 | Tower | 150 | 0 |  | 2000-03-17 | 2000-05-12 | Recommended | WA33XC099A |  | https://s3.amazonaws.com/montgomerycountytfcg/Applications/200004-06.pdf
200004-07 | Sprint PCS | Existing transmission tower | Colocation | Pepco 54-N | 185.1 | 14800 | Schaeffer Rd | Germantown | AR | Pepco | Pepco | Private | 39.1466 | -77.308 | Tower | 134 | 0 |  | 2000-03-17 | 2000-05-12 | Recommended | WA33XC056 |  | https://s3.amazonaws.com/montgomerycountytfcg/Applications/200004-07.pdf
200004-03 | AT&T Wireless | Existing building | Colocation | Wheaton Village Square 2 | 43.02 | 12011 | Veirs Mill Rd | Silver Spring | R-30 | Grossberg Louis C ET AL |  | Private | 39.053 | -77.0756 | Building | 42 | 0 |  | 2000-03-16 | 2000-04-12 | Recommended | W101.1 |  | https://s3.amazonaws.com/montgomerycountytfcg/Applications/200004-03.pdf
200004-04 | AT&T Wireless | Existing utility pole | Colocation | Pepco 749425-3415 | 184 |  | River Rd & Bradley Blvd | Potomac | RE-2 | Naval K. Mehra | State | Public | 39.0007 | -77.1779 | Utility Pole | 60 | -1 |  | 2000-03-16 | 2001-02-07 | Recommended | W285.3 |  | https://s3.amazonaws.com/montgomerycountytfcg/Applications/200004-04.pdf
200004-02 | Nextel Communications | Existing building | Colocation | Washington Baptist Church | 182 | 5144 | Massachusetts Ave | Bethesda | R-60 | Washington Jesus Baptist Church | Church | Private | 38.9507 | -77.1025 | Building | 35.8 | 0 |  | 2000-03-15 | 2000-04-12 | Recommended | 932 Westmoreland Circle |  | https://s3.amazonaws.com/montgomerycountytfcg/Applications/200004-02.pdf
200004-01 | XM Satellite Radio | Existing building | Colocation | Washingtonian | 181 | 9701 | Fields Rd | Gaithersburg | R-10 | Washingtonian Tower Condominium Inc. |  | Private | 39.1149 | -77.1994 | Building | 235 | 0 |  | 2000-03-06 | 2000-07-31 | Recommended |  |  | https://s3.amazonaws.com/montgomerycountytfcg/Applications/200004-01.pdf
200003-14 | Nextel Communications | Existing building | Colocation | Manor Rd Condo | 180 | 8120 | Woodmont Ave | Bethesda | CR-3.0 | Bethesda Associates LLC |  | Private | 38.9915 | -77.097 | Building | 90 | 0 |  | 2000-03-01 | 2000-04-12 | Recommended | 799 Bethesda North |  | https://s3.amazonaws.com/montgomerycountytfcg/Applications/200003-14.pdf
200003-06 | AT&T Wireless | Existing BAM monopole | Colocation | Avenel Golf Course | 55 | 10010 | Oaklyn Dr | Potomac | RE-2C | WSSC | WSSC | Public | 38.9951 | -77.2038 | Monopole | 130 | 0 |  | 2000-02-29 | 2000-03-13 | Recommended | W141.1 |  | https://s3.amazonaws.com/montgomerycountytfcg/Applications/200003-06.pdf
200003-05 | Nextel Communications | Existing building | Colocation | Sudbury House | 175 | 2201 | Colston Dr | Silver Spring | R-60 | Manor Health Care Corp |  | Private | 38.9948 | -77.0468 | Building | 81 | 0 |  | 2000-02-28 | 2000-03-13 | Recommended | 884 Sudbury House |  | https://s3.amazonaws.com/montgomerycountytfcg/Applications/200003-05.pdf
200003-07 | Metricom Inc | Existing transmission tower | Colocation | Pepco 121 | 296 | 10611 | Westlake Dr | Bethesda | R-90 | Pepco | Pepco | Private | 39.0318 | -77.1477 | Tower | 123 | 0 |  | 2000-02-28 | 2000-04-01 | Withdrawn
200003-08 | Metricom Inc | Existing building | Colocation | Rock Creek Terrace Apts | 8 | 12630 | Veirs Mill Rd | Rockville | R-10 | Rock Creek Terrace LP |  | Private | 39.0631 | -77.0964 | Building | 153 | 0 |  | 2000-02-28 | 2000-05-19 | Recommended |  |  | https://s3.amazonaws.com/montgomerycountytfcg/Applications/200003-08.pdf
200003-09 | Metricom Inc | Existing monopole | Colocation | Gate of Heaven | 116 | 13801 | Georgia Ave | Silver Spring | RE-2 | ROMAN CATHOLIC ARCHDIOCESE OF WASHINGTON |  | Private | 39.0877 | -77.0706 | Monopole | 190.5 | 0 |  | 2000-02-28 | 2000-03-13 | Recommended |  |  | https://s3.amazonaws.com/montgomerycountytfcg/Applications/200003-09.pdf
200003-10 | Metricom Inc | Existing transmission tower | Colocation | Pepco 615-N | 177 | 15000 | Darnestown Rd | Gaithersburg | RC | Pepco | Pepco | Private | 39.1158 | -77.2629 | Tower | 130 | 0 |  | 2000-02-28 | 2000-03-13 | Recommended |  |  | https://s3.amazonaws.com/montgomerycountytfcg/Applications/200003-10.pdf
200003-11 | Metricom Inc | Existing building | Colocation | Chateau Apartments | 53.01 | 9727 | Mt. Pisgah Rd | Silver Spring | R-H | Hillzo LP |  | Private | 39.0168 | -76.9745 | Building | 159 | 0 |  | 2000-02-28 | 2000-05-19 | Recommended |  |  | https://s3.amazonaws.com/montgomerycountytfcg/Applications/200003-11.pdf
200003-12 | Metricom Inc | Existing building | Colocation | Silver Spring Towers | 178 | 816 | Easley St | Silver Spring | CR-1.5 C-1.0 R-1.5 H-60 T | Silver Spring Towers Apts LLC |  | Private | 38.9938 | -77.0233 | Building | 141 | 0 |  | 2000-02-28 | 2000-04-12 | Recommended |  |  | https://s3.amazonaws.com/montgomerycountytfcg/Applications/200003-12.pdf
200003-13 | Metricom Inc | Existing building | Colocation | Claridge House Apts | 179 | 2445 | Lyttonsville Rd | Silver Spring | CRT-1.25, C-0.25, R-1.25, H-150 | C & C Apartments Assoc LP |  | Private | 39 | -77.0525 | Building | 125 | 0 |  | 2000-02-28 | 2000-06-05 | Recommended |  |  | https://s3.amazonaws.com/montgomerycountytfcg/Applications/200003-13.pdf
200003-04 | Nextel Communications | Existing water tank | Colocation | Cedar Heights Water Tank | 174 | 24213 | Ridge Rd | Damascus | RE-2C | WSSC | WSSC | Public | 39.2533 | -77.2278 | Water Tank | 38 | 0 |  | 2000-02-25 | 2000-03-13 | Recommended | 699 Cedar Grove |  | https://s3.amazonaws.com/montgomerycountytfcg/Applications/200003-04.pdf
200003-02 | AT&T Wireless | Existing Building w/ 108' Lattice Tower | Colocation | World Building Tower | 173 | 8121 | Georgia Ave | Silver Spring | CR-3.0 C-3.0 R-3.0 H-130 | World Building LLC |  | Private | 38.9911 | -77.0261 | Building | 117 | 0 |  | 2000-02-24 | 2000-04-12 | Recommended | W148.2 |  | https://s3.amazonaws.com/montgomerycountytfcg/Applications/200003-02.pdf
200003-03 | Metricom | Existing BAM monopole | Colocation | Airpark Industrial Center | 83 | 7707 | Airpark Rd | Gaithersburg | IL-1.0 H-50 | Crown Atlantic Co LLC |  | Private | 39.1715 | -77.1578 | Monopole | 120 | 0 |  | 2000-02-24 | 2000-03-13 | Recommended |  |  | https://s3.amazonaws.com/montgomerycountytfcg/Applications/200003-03.pdf
200003-01 | Nextel Communications | Existing building | Colocation | Edinburgh Apts | 172 | 7513 | Maple Ave | Takoma Park | R-10 | MHP Edinburgh House Inc |  | Private | 38.9815 | -77.0088 | Building | 90 | 0 |  | 2000-02-17 | 2000-03-13 | Recommended | 897 Piney Branch |  | https://s3.amazonaws.com/montgomerycountytfcg/Applications/200003-01.pdf
200002-04 | Metricom Inc | Existing Sprint monopole | Colocation | Old Burtonsville VFD | 64 | 15430 | Old Columbia Pike | Burtonsville | CRT-1.5 C-1.0 R-1.25 H-70 | Burtonsville VFD | Fire | Private | 39.1102 | -76.9367 | Monopole | 180 | 0 |  | 2000-02-02 | 2000-02-14 | Recommended |  |  | https://s3.amazonaws.com/montgomerycountytfcg/Applications/200002-04.pdf
200002-02 | Nextel Communications | Existing building | Colocation | Village Square Apts | 43.02 | 12011 | Veirs Mill Rd | Silver Spring | R-30 | Grossberg Louis C ET AL |  | Private | 39.053 | -77.0756 | Building | 42 | 0 |  | 2000-01-31 | 2000-02-14 | Recommended | 2537 Village Square |  | https://s3.amazonaws.com/montgomerycountytfcg/Applications/200002-02.pdf
200002-03 | Nextel Communications | Existing building | Colocation | Choice International | 29 | 10750 | Columbia Pike | Silver Spring | CRT-2.25 C-1.5 R-0.75 H-45 | VREC III LO COLESVILLE MEDICAL MOB LLC |  | Private | 39.0324 | -77.0045 | Building | 85 | 0 |  | 2000-01-31 | 2000-02-14 | Recommended | 995 Burnt Mills |  | https://s3.amazonaws.com/montgomerycountytfcg/Applications/200002-03.pdf
200001-01 | Winstar Wireless | Existing building | Colocation | Lee Plaza | 167 | 8601 | Georgia Ave | Silver Spring | CR-8.0 | Lee Development Group |  | Private | 38.9833 | -77.0167 | Building | 152 | 0 |  | 2000-01-04 | 2000-01-14 | Recommended |  |  | https://s3.amazonaws.com/montgomerycountytfcg/Applications/200001-01.pdf
200001-02 | Bell Atlantic Mobile | 191' BAM lattice tower | Colocation | Verizon Central Office | 168 | 8670 | Georgia Ave | Silver Spring | CR-5.0 C-4.0 R-4.75 H-145 T | Verizon Communications |  | Private | 38.9967 | -77.0298 | Building | 168 | 0 |  | 2000-01-04 | 2000-01-14 | Recommended | Silver Spring II |  | https://s3.amazonaws.com/montgomerycountytfcg/Applications/200001-02.pdf
200001-03 | Nextel Communications | Existing building | Colocation | Hildarose | 169 | 2100 | Hildarose Dr | Silver Spring | R-10 | Belvedere LTD |  | Private | 39.02 | -77.0447 | Building | 36 | 0 |  | 2000-01-04 | 2000-03-13 | Recommended | 891 Rutgers |  | https://s3.amazonaws.com/montgomerycountytfcg/Applications/200001-03.pdf
200001-04 | AT&T Wireless | Existing transmission tower | Colocation | Pepco 637-N | 80 | 13900 | Piney Meeting House Rd | Rockville | IH-2.5 | Pepco | Pepco | Private | 39.0671 | -77.2281 | Tower | 121 | 0 |  | 2000-01-04 | 2000-01-14 | Recommended | W234.2 |  | https://s3.amazonaws.com/montgomerycountytfcg/Applications/200001-04.pdf
200001-05 | AT&T Wireless | Existing transmission tower | Colocation | Pepco 674-W | 170.01 | 5200 | Olney-Laytonsville Rd | Olney | RE-1 | Pepco | Pepco | Private | 39.1798 | -77.1048 | Tower | 150 | 0 |  | 2000-01-04 | 2000-01-14 | Recommended | W552.2 |  | https://s3.amazonaws.com/montgomerycountytfcg/Applications/200001-05.pdf
199912-07 | Nextel Communications | Existing building | Colocation | Classic Residence | 19 | 8100 | Connecticut Ave | Chevy Chase | R-10 | SNH CCMD Properties LLC |  | Private | 38.9917 | -77.0778 | Building | 138 | 0 |  | 1999-12-01 | 1999-12-14 | Recommended | 798 Manor Rd |  | https://s3.amazonaws.com/montgomerycountytfcg/Applications/199912-07.pdf
199912-08 | Nextel Communications | Existing AT&T monopole | Colocation | Super Fresh Shopping Ctr. | 52 | 3901 | Aspen Hill Rd | Silver Spring | CRT-2.25 C-1.5 R-0.75 H-75 | LDG Inc |  | Private | 39.0821 | -77.079 | Monopole | 116 | 0 |  | 1999-12-01 | 1999-12-14 | Recommended | 889 English Manor |  | https://s3.amazonaws.com/montgomerycountytfcg/Applications/199912-08.pdf
199912-09 | Sprint PCS | Existing lattice tower | Colocation | Rockville Measuring Station | 102 | 15030 | Frederick Rd | Rockville | IM-2.5 H-50 | Atlantic Seaboard Corp |  | Private | 39.1021 | -77.1572 | Tower | 188 | 0 |  | 1999-12-01 | 1999-12-14 | Recommended | WA33CX933A |  | https://s3.amazonaws.com/montgomerycountytfcg/Applications/199912-09.pdf
199912-05 | AT&T Wireless | Existing transmission tower | Colocation | Pepco 143-S | 165 | 2160A | Brighton Dam Rd | Brookeville | RC | Pepco | Pepco | Private | 39.1859 | -77.0453 | Tower | 134 | 0 |  | 1999-11-30 | 1999-12-14 | Recommended | W239.1 |  | https://s3.amazonaws.com/montgomerycountytfcg/Applications/199912-05.pdf
199912-06 | AT&T Wireless | Existing BAM monopole | Colocation | Airpark Industrial Center | 83 | 7707 | Airpark Rd | Gaithersburg | IL-1.0 H-50 | Crown Atlantic Co LLC |  | Private | 39.1715 | -77.1578 | Monopole | 120 | 0 |  | 1999-11-30 | 2000-01-18 | Recommended | W555.1 |  | https://s3.amazonaws.com/montgomerycountytfcg/Applications/199912-06.pdf
199912-01 | AT&T Wireless | 204' Cell 1 monopole | Colocation | Damascus VFD 13 Activity Ctr | 107 | 10211 | Lewis Dr | Damascus | RE-2C | Damascus VFD | Fire | Private | 39.2908 | -77.2135 | Monopole | 200 | 0 |  | 1999-11-24 | 2000-01-18 | Recommended | 2071 |  | https://s3.amazonaws.com/montgomerycountytfcg/Applications/199912-01.pdf
199912-02 | AT&T Wireless | Existing building | Colocation | Potomac Water Filt. Plant | 91 | 12200 | River Rd | Rockville | RE-2 | WSSC | WSSC | Public | 39.0405 | -77.2537 | Building | 81.3 | 0 |  | 1999-11-24 | 1999-12-14 | Recommended | W233.1 |  | https://s3.amazonaws.com/montgomerycountytfcg/Applications/199912-02.pdf
199912-03 | AT&T Wireless | Existing transmission tower | Colocation | Pepco 683-W | 110 | 18300 | Bowie Mill Rd | Olney | RE-1 | Pepco | Pepco | Private | 39.1562 | -77.0925 | Tower | 151 | 0 |  | 1999-11-24 | 1999-12-14 | Recommended | W240.1 |  | https://s3.amazonaws.com/montgomerycountytfcg/Applications/199912-03.pdf
199912-04 | AT&T Wireless | Existing transmission tower | Colocation | Pepco 628-S | 164.1 | 0 | Dufief Mill Rd | Gaithersburg | R-200 | Pepco | Pepco | Private | 39.0833 | -77.248 | Tower | 129 | 0 |  | 1999-11-24 | 1999-12-14 | Recommended | W235.1 |  | https://s3.amazonaws.com/montgomerycountytfcg/Applications/199912-04.pdf
199911-07 | AT&T Wireless | Existing monopole | Colocation | Fire Station 31 | 10 | 12100 | Darnestown Rd | Gaithersburg | R-200 | Montgomery County |  | Public | 39.1161 | -77.2512 | Monopole | 161 | 0 |  | 1999-11-03 | 1999-11-16 | Recommended | W559.1 |  | https://s3.amazonaws.com/montgomerycountytfcg/Applications/199911-07.pdf
199911-08 | AT&T Wireless | Existing water tank | Colocation | Airpark Water Tank | 134 | 20511 | Woodfield Rd | Gaithersburg | RE-1 | WSSC | WSSC | Public | 39.1923 | -77.1513 | Water Tank | 98 | 0 |  | 1999-11-03 | 1999-11-16 | Recommended | W554.2 |  | https://s3.amazonaws.com/montgomerycountytfcg/Applications/199911-08.pdf
199911-01 | Nextel Communications | Existing building | Colocation | Walkers House | 144 | 18700 | Walkers Choice Rd | Gaithersburg | R-10 | Walker House Owner LLC |  | Private | 39.163 | -77.2051 | Building | 76 | 0 |  | 1999-10-29 | 1999-11-16 | Recommended | 851 Lake Forest |  | https://s3.amazonaws.com/montgomerycountytfcg/Applications/199911-01.pdf
199911-02 | Nextel Communications | Existing building | Colocation | Parklawn | 156 | 11820 | Parklawn Dr | Rockville | EOF-0.75 | PS Business Parks L P |  | Private | 39.0499 | -77.1037 | Building | 63 | 0 |  | 1999-10-29 | 1999-11-16 | Recommended | 876 Parklawn |  | https://s3.amazonaws.com/montgomerycountytfcg/Applications/199911-02.pdf
199911-03 | Nextel Communications | Existing BAM monopole | Colocation | Seneca Ayr Farm | 68 | 13100 | Old Baltimore Rd West | Boyds | IL-1.0 H-50 | Linthicum Properties Management LLC | Crown Castle | Private | 39.2124 | -77.2755 | Monopole | 140 | 0 |  | 1999-10-29 | 1999-11-16 | Recommended | 946 Cloverleaf |  | https://s3.amazonaws.com/montgomerycountytfcg/Applications/199911-03.pdf
199911-04 | Nextel Communications | Existing building | Colocation | Writ Building | 39 | 10400 | Connecticut Ave | Kensington | CRT-2.5 | Knowles Associates |  | Private | 39.0271 | -77.077 | Building | 68 | 0 |  | 1999-10-29 | 1999-11-16 | Recommended | 888 Kensington |  | https://s3.amazonaws.com/montgomerycountytfcg/Applications/199911-04.pdf
199911-05 | Nextel Communications | Existing building | Colocation | Marriott-Bethesda | 161 | 5151 | Pooks Hill Rd | Bethesda | CR-1.0 | Marriott International |  | Private | 39.0166 | -77.1036 | Building | 160 | 0 |  | 1999-10-29 | 1999-11-16 | Recommended | 882 Pooks Hill |  | https://s3.amazonaws.com/montgomerycountytfcg/Applications/199911-05.pdf
199909-04 | Nextel Communications | Existing building | Colocation | Londonderry Apts | 17 | 17060 | King James Way | Gaithersburg | R-20 | Londonderry Afforadable LLC |  | Private | 39.1361 | -77.2069 | Building | 81 | 0 |  | 1999-09-22 | 1999-10-07 | Recommended | 836 Londonderry |  | https://s3.amazonaws.com/montgomerycountytfcg/Applications/199909-04.pdf
199909-05 | Nextel Communications | Existing transmission tower | Colocation | Pepco 10-N | 162 | 0 | Martinsburg Rd | Dickerson | AR | Pepco | Pepco | Private | 39.2069 | -77.436 | Tower | 132 | 0 |  | 1999-09-22 | 1999-10-07 | Recommended | 858 Dickerson |  | https://s3.amazonaws.com/montgomerycountytfcg/Applications/199909-05.pdf
199909-02 | Nextel Communications | Existing monopole | Colocation | MDOT-Rockville | 73 |  | I-270 & Montrose Rd | Rockville | R-90 | MDOT / State Hwy Admin. | State | Public | 39.0579 | -77.1537 | Monopole | 140 | -1 |  | 1999-09-20 | 1999-10-07 | Recommended | 565 Luxmanor |  | https://s3.amazonaws.com/montgomerycountytfcg/Applications/199909-02.pdf
199909-03 | Nextel Communications | Existing monopole | Colocation | MDOT-Kensington | 77 | 9200 | Kensington Pkwy | Kensington | R-90 | MDOT / State Hwy Admin. |  | Private | 39.0077 | -77.075 | Monopole | 160 | -1 |  | 1999-09-20 | 1999-10-07 | Recommended | 662 N Chevy Chase |  | https://s3.amazonaws.com/montgomerycountytfcg/Applications/199909-03.pdf
199909-01 | Nextel Communications | Existing transmission tower | Colocation | Pepco-Cabin John | 160.01 |  | MacArthur Blvd & I-495 | Cabin John | R-200 | Pepco | Pepco | Private | 38.976 | -77.179 | Tower | 80 | 0 |  | 1999-09-09 | 1999-10-07 | Recommended | 779 Cabin John PEPCO |  | https://s3.amazonaws.com/montgomerycountytfcg/Applications/199909-01.pdf
199908-04 | Bell Atlantic Mobile | Existing Sprint monopole | Colocation | Colesville Monopole | 76 | 49 | Randolph Rd | Colesville | NR-0.75 H-45 | A.I. GLENVIEW LLC M & ML PATRIOT LLC ETAL |  | Private | 39.0764 | -77.0028 | Monopole | 150 | 0 |  | 1999-08-18 | 1999-09-09 | Recommended | Colesville |  | https://s3.amazonaws.com/montgomerycountytfcg/Applications/199908-04.pdf
199908-03 | Bell Atlantic Mobile | Existing Nextel monopole | Colocation | McDonnell Property | 93.01 | 20315 | Georgia Ave | Brookeville | RC | Timothy McDonnell |  | Private | 39.1899 | -77.0607 | Monopole | 188 | 0 |  | 1999-08-05 | 1999-09-09 | Recommended | Brookeville |  | https://s3.amazonaws.com/montgomerycountytfcg/Applications/199908-03.pdf
199908-01 | Sprint PCS | New 150' Sprint monopole | New | Sherwood High School | 157 | 300 | Olney-Sandy Spring Rd | Sandy Spring | RNC | Board of Education | School | Public | 39.1485 | -77.0172 | Monopole | 150 | 0 |  | 1999-08-04 | 1999-09-09 | Recommended | WA33XC096 |  | https://s3.amazonaws.com/montgomerycountytfcg/Applications/199908-01.pdf
199908-02 | Winstar Wireless | Existing building | Colocation | Democracy Plaza II | 131 | 6707 | Democracy Blvd | Bethesda | CR-1.5, C-1.0, R-0.75, H-150 | Rock Spring Properties |  | Private | 39.0231 | -77.1377 | Building | 110.3 | 0 |  | 1999-08-04 | 1999-09-09 | Recommended |  |  | https://s3.amazonaws.com/montgomerycountytfcg/Applications/199908-02.pdf
199907-08 | Nextel Communications | Existing transmission tower | Colocation | Pepco 23-S | 130.02 | 19997 | Beallsville Rd (Rt.109) | Beallsville | AR | Pepco | Pepco | Private | 39.1847 | -77.4058 | Tower | 145 | 0 |  | 1999-07-30 | 1999-09-09 | Recommended | 697 Barnesville |  | https://s3.amazonaws.com/montgomerycountytfcg/Applications/199907-08.pdf
199907-07 | Bell Atlantic Mobile | Existing lattice tower | Colocation | Troop 52 Forest Preserve | 113 | 16100 | Darnestown Rd | Dawsonville | AR | Seneca Creek Forest Preserve Inc |  | Private | 39.1343 | -77.335 | Tower | 180 | 0 |  | 1999-07-16 | 1999-09-09 | Recommended | Dawsonville |  | https://s3.amazonaws.com/montgomerycountytfcg/Applications/199907-07.pdf
199907-06 | AT&T Wireless | Existing lattice tower | Colocation | Izaak Walton League | 6 | 18301 | Waring Station Rd | Germantown | R-200 | Izaak Walton League |  | Private | 39.1551 | -77.2535 | Tower | 224 | 0 |  | 1999-07-09 | 1999-07-20 | Recommended | W560.1 |  | https://s3.amazonaws.com/montgomerycountytfcg/Applications/199907-06.pdf
199907-04 | Bell Atlantic | New 180' Crown monopole | New | Dickerson Auto Center | 105 | 22210 | Dickerson Rd | Dickerson | IM-2.5 H-50 | SMS Partnership | Crown Castle | Private | 39.2211 | -77.4281 | Monopole | 175.5 | 0 |  | 1999-07-06 | 1999-09-09 | Recommended | Barnesville |  | https://s3.amazonaws.com/montgomerycountytfcg/Applications/199907-04.pdf
199907-01 | AT&T Wireless | Existing building | Colocation | Maplewood Park | 212 | 9707 | Old Georgetown Rd | Bethesda | RT-12.5 | The Maplewood Entities |  | Private | 39.0149 | -77.1161 | Building | 56 | 0 |  | 1999-07-01 | 2000-02-14 | Recommended | W385.1 |  | https://s3.amazonaws.com/montgomerycountytfcg/Applications/199907-01.pdf
199907-02 | AT&T Wireless | Existing transmission tower | Colocation | Pepco 59-N | 158.01 | 0 | Black Rock Rd | Germantown | AR | Pepco | Pepco | Private | 39.1385 | -77.2957 | Tower | 124.5 | 0 |  | 1999-07-01 | 1999-07-20 | Recommended | W561.3 |  | https://s3.amazonaws.com/montgomerycountytfcg/Applications/199907-02.pdf
199906-04 | AT&T Wireless | Existing building | Colocation | Continental Plaza | 154 | 7101 | Wisconsin Ave | Bethesda | CR-3.0 C-3.0 R-2.75 H-145 | 7101 Wisconsin Owner LLC |  | Private | 38.9803 | -77.0918 | Building | 145 | 0 |  | 1999-06-09 | 1999-06-22 | Recommended | W387.1 |  | https://s3.amazonaws.com/montgomerycountytfcg/Applications/199906-04.pdf
199906-05 | AT&T Wireless | Existing building | Colocation | Westlake Towers | 155 | 7420 | Westlake Terr | Bethesda | R-H | Westlake Park Condo |  | Private | 39.026 | -77.1508 | Building | 144.5 | 0 |  | 1999-06-09 | 1999-06-22 | Recommended | W386.1 |  | https://s3.amazonaws.com/montgomerycountytfcg/Applications/199906-05.pdf
199906-03 | Nextel Communications | Existing building | Colocation | Equitable Bank Building | 34 | 11501 | Georgia Ave | Wheaton | CR-4.0 | SJS Realty Management Co |  | Private | 39.0433 | -77.0512 | Building | 40 | 0 |  | 1999-06-08 | 1999-06-22 | Recommended | 692 Wheaton |  | https://s3.amazonaws.com/montgomerycountytfcg/Applications/199906-03.pdf
199906-02 | Sprint PCS | Existing lattice tower | Colocation | Damascus Tower | 78 | 26149 | Ridge Rd | Damascus | CRT-1.75 C-1.0 R-0.75 H-55 T | Montgomery County | County | Public | 39.2864 | -77.2069 | Tower | 260 | 0 |  | 1999-06-03 | 1999-07-20 | Recommended | WA33XC093 |  | https://s3.amazonaws.com/montgomerycountytfcg/Applications/199906-02.pdf
199906-01 | Nextel Communications | Existing lattice tower | Colocation | Troop 52 Forest Preserve | 113 | 16100 | Darnestown Rd | Dawsonville | AR | Seneca Creek Forest Preserve Inc |  | Private | 39.1343 | -77.335 | Tower | 180 | 0 |  | 1999-06-02 | 1999-07-20 | Recommended | 698 Poolesville |  | https://s3.amazonaws.com/montgomerycountytfcg/Applications/199906-01.pdf
199905-07 | Nextel Communications | Existing building | Colocation | Westfield South 2 | 106 | 2730 | University Blvd W. | Wheaton | CR-6.0 C-5.5 R-5.5 H-200 | Wheaton Shopping |  | Private | 39.0393 | -77.0558 | Building | 112.4 | 0 |  | 1999-05-07 | 1999-05-20 | Recommended | 692 Wheaton Target |  | https://s3.amazonaws.com/montgomerycountytfcg/Applications/199905-07.pdf
199905-01 | Nextel Communications | Existing Cell 1 monopole | Colocation | Argyle Country Club | 111 | 14600 | Argyle Club Rd | Silver Spring | RE-2 | Argyle Land Company |  | Private | 39.0961 | -77.0526 | Monopole | 125 | 0 |  | 1999-05-06 | 1999-05-20 | Recommended | 772 Layhill |  | https://s3.amazonaws.com/montgomerycountytfcg/Applications/199905-01.pdf
199905-02 | Nextel Communications | Existing Obsv. Tower Bldg | Colocation | Public Svc Training Academy | 7 | 10025 | Darnestown Rd | Rockville | CR-0.75 | Montgomery County | County | Public | 39.0992 | -77.2078 | Building | 78 | 0 |  | 1999-05-06 | 1999-07-20 | Recommended | 690 Hunting Hill |  | https://s3.amazonaws.com/montgomerycountytfcg/Applications/199905-02.pdf
199905-03 | AT&T Wireless | Existing Cell 1 monopole | Colocation | Quail Hill Farms | 90 | 301 | Quailhill Drive | Brookeville | R | Andrew Austin |  | Private | 39.1628 | -77.0056 | Monopole | 170 | 0 |  | 1999-05-06 | 1999-05-20 | Recommended | W5451 [T] |  | https://s3.amazonaws.com/montgomerycountytfcg/Applications/199905-03.pdf
199905-04 | AT&T Wireless | Existing Cell 1 monopole | Colocation | Argyle Country Club | 111 | 14600 | Argyle Club Rd | Silver Spring | RE-2 | Argyle Land Company |  | Private | 39.0961 | -77.0526 | Monopole | 125 | 0 |  | 1999-05-06 | 1999-05-20 | Recommended | W546.1 |  | https://s3.amazonaws.com/montgomerycountytfcg/Applications/199905-04.pdf
199905-05 | AT&T Wireless | Existing building | Colocation | Westmoreland Church | 61 | 1 | Westmoreland Cir | Bethesda | R-60 | Westmoreland Cong. Church | Church | Private | 38.9494 | -77.1017 | Building | 35 | 0 |  | 1999-05-06 | 1999-05-20 | Recommended | W207.1 |  | https://s3.amazonaws.com/montgomerycountytfcg/Applications/199905-05.pdf
199905-06 | AT&T Wireless | Existing building | Colocation | Sunrise Apts | 149 | 19310 | Club House Rd | Gaithersburg | R-10 | Sunrise Assisted Living |  | Private | 39.1738 | -77.2027 | Building | 70 | 0 |  | 1999-05-06 | 1999-05-20 | Recommended | W557.1 |  | https://s3.amazonaws.com/montgomerycountytfcg/Applications/199905-06.pdf
199904-08 | Nextel Communications | New 150' Milestone monopole | New | Milestone | 148 | 1 | Milestone Center Ct | Germantown | CR-2.0 C-1.75 R-0.5 H-125 T | WMMH Building LLC |  | Public | 39.2004 | -77.2591 | Monopole | 150 | 0 |  | 1999-04-09 | 1999-04-23 | Recommended | 622 Hurley |  | https://s3.amazonaws.com/montgomerycountytfcg/Applications/199904-08.pdf
199904-02 | Nextel Communications | Existing water tank | Colocation | Wall Lane Water Tank | 2 | 11400 | Woodglen Dr & Executive Blvd | Rockville | CR-3.0 C-1.5 R-2.5 H-100 | WSSC | WSSC | Public | 39.0436 | -77.1141 | Water Tank | 105 | 0 |  | 1999-04-08 | 1999-04-23 | Recommended | 767 White Flint |  | https://s3.amazonaws.com/montgomerycountytfcg/Applications/199904-02.pdf
199904-03 | AT&T Wireless | Existing water tank | Colocation | Wall Lane Water Tank | 2 | 11400 | Woodglen Dr & Executive Blvd | Rockville | CR-3.0 C-1.5 R-2.5 H-100 | WSSC | WSSC | Public | 39.0436 | -77.1141 | Water Tank | 105 | 0 |  | 1999-04-08 | 1999-04-23 | Recommended | W384.1 |  | https://s3.amazonaws.com/montgomerycountytfcg/Applications/199904-03.pdf
199904-04 | AT&T Wireless | Existing water tank | Colocation | Brink Water Tank | 87 | 21701 | Ridge Rd | Germantown | AR | WSSC | WSSC | Public | 39.2126 | -77.238 | Water Tank | 124 | 0 |  | 1999-04-08 | 1999-04-23 | Recommended | W564 |  | https://s3.amazonaws.com/montgomerycountytfcg/Applications/199904-04.pdf
199904-05 | AT&T Wireless | Existing Cell 1 monopole | Colocation | Leaman Property | 86 | 13820 | Clopper Rd | Boyds | R-200 | American Tower Asset Sub 2 LLC |  | Private | 39.1652 | -77.2908 | Monopole | 125 | 0 |  | 1999-04-08 | 1999-04-23 | Recommended | W563.1 |  | https://s3.amazonaws.com/montgomerycountytfcg/Applications/199904-05.pdf
199904-06 | AT&T Wireless | Existing HAM tower | Colocation | Faiola Property | 85 | 17335 | Donora Rd | Silver Spring | RC | Anthony Faiola |  | Private | 39.1447 | -76.9865 | Tower | 250 | 0 |  | 1999-04-08 | 1999-10-07 | Not recommended |  |  | https://s3.amazonaws.com/montgomerycountytfcg/Applications/199904-06.pdf
199904-07 | AT&T Wireless | New 120' AT&T monopole | New | Baptist Home | 147 | 6301 | Greentree Rd | Bethesda | R-60 | Baptist Home for Children |  | Private | 39.0026 | -77.1273 | Monopole | 120 | 0 |  | 1999-04-08 | 1999-04-23 | Recommended | W287.2 |  | https://s3.amazonaws.com/montgomerycountytfcg/Applications/199904-07.pdf
199904-01 | Sprint PCS | Existing Nextel monopole | Colocation | Tri-State Stone Quarry | 20 | 8200 | Seven Locks Rd | Bethesda | R-200 | Ben Porto & Son LTD |  | Private | 38.9887 | -77.1614 | Monopole | 154 | 0 |  | 1999-04-07 | 1999-04-23 | Recommended | DC03XC416 |  | https://s3.amazonaws.com/montgomerycountytfcg/Applications/199904-01.pdf
199903-04 | Washington Gas | New 199' W.Gas lattice tower | New | Washington Gas Rockville | 146 | 7301 | Westmore Rd | Rockville | IM-2.5 | Washington Gas |  | Private | 39.1004 | -77.1473 | Tower | 199 | 0 |  | 1999-03-16 | 1999-04-23 | Recommended |  |  | https://s3.amazonaws.com/montgomerycountytfcg/Applications/199903-04.pdf
199903-02 | Nextel Communications | Existing building | Colocation | Battery Park | 145 | 7979 | Old Georgetown Rd | Bethesda | CR-3.0 | Jamal's 7979 LLC |  | Private | 38.9893 | -77.1012 | Building | 120 | 0 |  | 1999-03-12 | 1999-03-25 | Recommended | 672 Battery Pk |  | https://s3.amazonaws.com/montgomerycountytfcg/Applications/199903-02.pdf
199903-03 | Nextel Communications | Existing AT&T monopole | Colocation | Bethesda Country Club | 51.02 | 7601 | Bradley Blvd | Bethesda | R-200 | Bethesda Country Club |  | Private | 39.0153 | -77.15 | Monopole | 150 | 0 |  | 1999-03-12 | 1999-04-23 | Recommended | 773 Bradley Blvd |  | https://s3.amazonaws.com/montgomerycountytfcg/Applications/199903-03.pdf
199902-06 | AT&T Wireless | Existing lattice tower | Colocation | Pepco Substation 118 | 197 | 17101 | Germantown Rd | Germantown | AR | Pepco | Pepco | Private | 39.1376 | -77.2933 | Tower | 300 | 0 |  | 1999-02-24 | 1999-03-04 | Withdrawn
199902-04 | AT&T Wireless | Existing lattice tower | Colocation | WWDC Radio Tower | 40 | 8800 | Brookeville Rd | Silver Spring | IM-2.5 H-50 | Chancellor Media Corp. |  | Private | 38.9999 | -77.057 | Tower | 695 | 0 |  | 1999-02-23 | 1999-03-04 | Withdrawn | W274.4
199902-001 | Cellular One | Existing Obsv. Tower Bldg | Colocation | Public Svc Training Academy | 7 | 10025 | Darnestown Rd | Rockville | CR-0.75 | Montgomery County | County | Public | 39.0992 | -77.2078 | Building | 78 | 0 |  | 1999-02-18 | 1999-03-04 | Recommended | Key West |  | https://s3.amazonaws.com/montgomerycountytfcg/Applications/199902-001.pdf
199902-02 | Nextel Communications | Existing building | Colocation | Goldsboro Rd Site | 129 | 6400 | Goldsboro Rd | Bethesda | CRT-0.75 C-0.75 R-0.25 H-35 | 6400 Goldsboro LLC |  | Private | 38.9701 | -77.1296 | Building | 55.8 | 0 |  | 1999-02-18 | 1999-03-04 | Recommended | 878 Goldsboro |  | https://s3.amazonaws.com/montgomerycountytfcg/Applications/199902-02.pdf
199901-005 | Nextel Communications | Existing BAM monopole | Colocation | Airpark Industrial Center | 83 | 7707 | Airpark Rd | Gaithersburg | IL-1.0 H-50 | Crown Atlantic Co LLC |  | Private | 39.1715 | -77.1578 | Monopole | 120 | 0 |  | 1999-01-29 | 1999-02-11 | Recommended | 596 Mont. W Airpark |  | https://s3.amazonaws.com/montgomerycountytfcg/Applications/199901-005.pdf
199810-005 | Nextel Communications | Existing lattice tower | Colocation | Damascus Tower | 78 | 26149 | Ridge Rd | Damascus | CRT-1.75 C-1.0 R-0.75 H-55 T | Montgomery County | County | Public | 39.2864 | -77.2069 | Tower | 260 | 0 |  | 1999-01-25 | 1999-02-11 | Recommended | 579 Damascus |  | https://s3.amazonaws.com/montgomerycountytfcg/Applications/199810-005.pdf
199901-002 | PageNet | 480' guyed tower | Colocation | Shumaker Property | 127 | 0 | Peach Tree Rd | Boyds | AR | Shumaker Family Properties LLC |  | Private | 39.1996 | -77.3481 | Tower | 150 | 0 |  | 1999-01-25 | 1999-03-25 | Recommended |  |  | https://s3.amazonaws.com/montgomerycountytfcg/Applications/199901-002.pdf
199901-003 | PageNet | 230' lattice tower | Colocation | Benmar Property | 125 | 23000 | Whites Ferry Rd (18500 Elmers School Rd) | Dickerson | AR | Tower Road LLC |  | Private | 39.1574 | -77.4854 | Tower | 230 | 0 |  | 1999-01-25 | 1999-03-04 | Recommended |  |  | https://s3.amazonaws.com/montgomerycountytfcg/Applications/199901-003.pdf
199901-004 | PageNet | Existing BAM monopole | Colocation | Seneca Ayr Farm | 68 | 13100 | Old Baltimore Rd West | Boyds | IL-1.0 H-50 | Linthicum Properties Management LLC | Crown Castle | Private | 39.2124 | -77.2755 | Monopole | 140 | 0 |  | 1999-01-25 | 1999-02-11 | Recommended |  |  | https://s3.amazonaws.com/montgomerycountytfcg/Applications/199901-004.pdf
199901-001 | Winstar Wireless | Existing building | Colocation | Air Rights Building | 126 | 7315 | Wisconsin Ave | Bethesda | CR-5.0 | Lowes Northwest Inv. Prop. |  | Private | 38.9826 | -77.0929 | Building | 142 | 0 |  | 1999-01-22 | 1999-02-11 | Recommended |  |  | https://s3.amazonaws.com/montgomerycountytfcg/Applications/199901-001.pdf
199812-001 | AT&T Wireless | Existing BAM monopole | Colocation | Aspen Monopole | 104 | 15710 | New Hampshire Ave | Silver Spring | RE-2 | Michael A. Grodin |  | Private | 39.1161 | -76.9962 | Monopole | 172 | 0 |  | 1998-12-17 | 1999-01-07 | Recommended | W548.4 |  | https://s3.amazonaws.com/montgomerycountytfcg/Applications/199812-001.pdf
199812-002 | AT&T Wireless | Existing BAM monopole | Colocation | Rinaldi Property | 24 | 15700 | Georgia Ave | Olney | R-200 | Patricia V Rinaldi |  | Private | 39.1159 | -77.0745 | Monopole | 120 | 0 |  | 1998-12-17 | 1999-01-07 | Recommended | W551.1 |  | https://s3.amazonaws.com/montgomerycountytfcg/Applications/199812-002.pdf
199811-001 | Bell South Wireless | Existing lattice tower | Colocation | Damascus Tower | 78 | 26149 | Ridge Rd | Damascus | CRT-1.75 C-1.0 R-0.75 H-55 T | Montgomery County | County | Public | 39.2864 | -77.2069 | Tower | 260 | 0 |  | 1998-11-03 |  | Not Recommended | Verizon Damascus |  | https://s3.amazonaws.com/montgomerycountytfcg/Applications/199811-001.pdf
199810-008 | Cellular One | Existing Sprint monopole | Colocation | Colesville Monopole | 76 | 49 | Randolph Rd | Colesville | NR-0.75 H-45 | A.I. GLENVIEW LLC M & ML PATRIOT LLC ETAL |  | Private | 39.0764 | -77.0028 | Monopole | 150 | 0 |  | 1998-10-16 | 1998-11-19 | Recommended | Fairknoll |  | https://s3.amazonaws.com/montgomerycountytfcg/Applications/199810-008.pdf
199810-007 | PageNet | Existing lattice tower | Colocation | Damascus Tower | 78 | 26149 | Ridge Rd | Damascus | CRT-1.75 C-1.0 R-0.75 H-55 T | Montgomery County | County | Public | 39.2864 | -77.2069 | Tower | 260 | 0 |  | 1998-10-07 | 1998-10-26 | Withdrawn
199810-006 | Bell Atlantic Mobile | Existing Cell 1 monopole | Colocation | Gymkhana Club | 56 | 14100 | River Rd | Rockville | RE-2 | River Road Development Inc |  | Private | 39.063 | -77.2925 | Monopole | 143.6 | 0 |  | 1998-10-06 | 1998-10-20 | Recommended | Bretton Woods |  | https://s3.amazonaws.com/montgomerycountytfcg/Applications/199810-006.pdf
199810-004 | Nextel Communications | Existing building | Colocation | Halle Building | 109 | 2900 | Linden Ln | Silver Spring | EOF-1.5 | Halle, Warren E & MD |  | Private | 39.0149 | -77.0576 | Building | 36 | 0 |  | 1998-10-05 | 1998-11-19 | Recommended | 501 Forest Glen |  | https://s3.amazonaws.com/montgomerycountytfcg/Applications/199810-004.pdf
199810-001 | Nextel Communications | Existing building | Colocation | Pavilion Apts | 31 | 5901 | Montrose Rd | Rockville | CR-4.0 C-0.25 R-4.0 H-190 | CP5 MONTEREY LLC |  | Private | 39.0537 | -77.1189 | Building | 152 | 0 |  | 1998-10-01 | 1998-10-20 | Recommended | 608 Wash SC |  | https://s3.amazonaws.com/montgomerycountytfcg/Applications/199810-001.pdf
199810-002 | Nextel Communications | Existing transmission tower | Colocation | Pepco 683-W | 110 | 18300 | Bowie Mill Rd | Olney | RE-1 | Pepco | Pepco | Private | 39.1562 | -77.0925 | Tower | 151 | 0 |  | 1998-10-01 | 1998-10-20 | Recommended |  |  | https://s3.amazonaws.com/montgomerycountytfcg/Applications/199810-002.pdf
199810-003 | Nextel Communications | Existing building | Colocation | Renaissance Plaza Apts | 16 | 14000 | Castle Blvd | Silver Spring | R-20 | Renaissance Plaza Condo |  | Private | 39.0858 | -76.9419 | Building | 100 | 0 |  | 1998-10-01 | 1998-10-20 | Recommended | 591 Frlnd Plz |  | https://s3.amazonaws.com/montgomerycountytfcg/Applications/199810-003.pdf
199809-003 | BellSouth Wireless Data | Existing BAM monopole | Colocation | Aspen Monopole | 104 | 15710 | New Hampshire Ave | Silver Spring | RE-2 | Michael A. Grodin |  | Private | 39.1161 | -76.9962 | Monopole | 172 | 0 |  | 1998-09-04 | 1998-09-18 | Recommended |  |  | https://s3.amazonaws.com/montgomerycountytfcg/Applications/199809-003.pdf
199809-004 | BellSouth Wireless Data | Existing lattice tower | Colocation | Ferguson Farm | 63 | 14825 | Comus Rd | Boyds | AR | John W. Ferguson |  | Private | 39.2448 | -77.3004 | Tower | 193 | 0 |  | 1998-09-04 | 1998-11-19 | Recommended |  |  | https://s3.amazonaws.com/montgomerycountytfcg/Applications/199809-004.pdf
199809-002 | Nextel Communications | New 100' Nextel monopole | New | Blair High School | 108 | 51 | University Blvd East | Silver Spring | R-60 | M-NCPPC | M-NCPPC | Public | 39.0172 | -77.0073 | Monopole | 128 | 0 |  | 1998-09-03 | 1998-09-18 | Recommended | 613 Blair HS |  | https://s3.amazonaws.com/montgomerycountytfcg/Applications/199809-002.pdf
199809-001 | APC | Existing BAM monopole | Colocation | Avenel Golf Course | 55 | 10010 | Oaklyn Dr | Potomac | RE-2C | WSSC | WSSC | Public | 38.9951 | -77.2038 | Monopole | 130 | 0 |  | 1998-09-01 | 1998-09-18 | Recommended | WA33XC201/Avenel |  | https://s3.amazonaws.com/montgomerycountytfcg/Applications/199809-001.pdf
199808-003 | Cellular One | Existing AT&T monopole | Colocation | Super Fresh Shopping Ctr. | 52 | 3901 | Aspen Hill Rd | Silver Spring | CRT-2.25 C-1.5 R-0.75 H-75 | LDG Inc |  | Private | 39.0821 | -77.079 | Monopole | 116 | 0 |  | 1998-08-06 | 1998-09-18 | Recommended | Aspen Hill |  | https://s3.amazonaws.com/montgomerycountytfcg/Applications/199808-003.pdf
199808-001 | Nextel Communications | Existing Cell 1 monopole | Colocation | Gymkhana Club | 56 | 14100 | River Rd | Rockville | RE-2 | River Road Development Inc |  | Private | 39.063 | -77.2925 | Monopole | 143.6 | 0 |  | 1998-08-03 | 1998-09-18 | Recommended | 2434 Stoney Creek |  | https://s3.amazonaws.com/montgomerycountytfcg/Applications/199808-001.pdf
199808-002 | Cellular One | Existing monopole | Colocation | MDOT-Kensington | 77 | 9200 | Kensington Pkwy | Kensington | R-90 | MDOT / State Hwy Admin. |  | Private | 39.0077 | -77.075 | Monopole | 160 | -1 |  | 1998-08-03 | 1998-09-18 | Recommended | North Chase |  | https://s3.amazonaws.com/montgomerycountytfcg/Applications/199808-002.pdf
199807-002 | PageNet | 170' BAM monopole | Colocation | Aspen Monopole | 104 | 15710 | New Hampshire Ave | Silver Spring | RE-2 | Michael A. Grodin |  | Private | 39.1161 | -76.9962 | Monopole | 172 | 0 |  | 1998-07-08 | 1998-09-18 | Recommended |  |  | https://s3.amazonaws.com/montgomerycountytfcg/Applications/199807-002.pdf
199807-001 | Nextel Communications | New 80' wooden pole | New | Nextel Switching Station | 103 | 11900 | Bournefield Way | Silver Spring | CR-0.75 | West Farm Assoc | County | Public | 39.0526 | -76.96 | Utility Pole | 80 | -1 |  | 1998-07-06 | 1998-09-18 | Recommended | 614 Silver Sprint Station |  | https://s3.amazonaws.com/montgomerycountytfcg/Applications/199807-001.pdf
199806-008 | Nextel Communications | Existing BAM monopole | Colocation | Cabin John VFW Post | 60 | 11511 | MacArthur Blvd | Potomac | RE-2 | Cabin John Memorial Post 5633 |  | Private | 38.9963 | -77.2381 | Monopole | 126 | 0 |  | 1998-06-26 | 1998-07-09 | Recommended | 587 Carroll Brand |  | https://s3.amazonaws.com/montgomerycountytfcg/Applications/199806-008.pdf
199806-009 | Nextel Communications | Existing BAM monopole | Colocation | Avenel Golf Course | 55 | 10010 | Oaklyn Dr | Potomac | RE-2C | WSSC | WSSC | Public | 38.9951 | -77.2038 | Monopole | 130 | 0 |  | 1998-06-26 | 1998-07-09 | Recommended | 598 Avenel |  | https://s3.amazonaws.com/montgomerycountytfcg/Applications/199806-009.pdf
199806-007 | Cellular One | Existing lattice tower | Colocation | Rockville Measuring Station | 102 | 15030 | Frederick Rd | Rockville | IM-2.5 H-50 | Atlantic Seaboard Corp |  | Private | 39.1021 | -77.1572 | Tower | 188 | 0 |  | 1998-06-25 | 1998-07-09 | Recommended | Lincoln Terrace |  | https://s3.amazonaws.com/montgomerycountytfcg/Applications/199806-007.pdf
199806-001 | Teligent Corporation | Existing building | Colocation | Colonade at Station Square | 96 | 1100 | Wayne Ave | Silver Spring | CR-8.0 | Moore and Associates |  | Private | 38.9943 | -77.0285 | Building | 176 | 0 |  | 1998-06-02 | 1998-07-09 | Recommended |  |  | https://s3.amazonaws.com/montgomerycountytfcg/Applications/199806-001.pdf
199806-002 | Teligent Corporation | Existing building | Colocation | Plaza at Station Square | 97 | 8484 | Georgia Ave | Silver Spring | CR-8.0 | Moore and Associates |  | Private | 38.9955 | -77.0273 | Building | 150 | 0 |  | 1998-06-02 | 1998-07-09 | Recommended |  |  | https://s3.amazonaws.com/montgomerycountytfcg/Applications/199806-002.pdf
199806-003 | Teligent Corporation | Existing building | Colocation | Silver Spring Center | 98 | 8455 | Colesville Rd | Silver Spring | CR-8.0 | Silver Spring Center LLC |  | Private | 38.9955 | -77.0298 | Building | 184 | 0 |  | 1998-06-02 | 1998-07-09 | Recommended |  |  | https://s3.amazonaws.com/montgomerycountytfcg/Applications/199806-003.pdf
199806-004 | Teligent Corporation | Existing building | Colocation | Atrium at Station Square | 99 | 1010 | Wayne Ave | Silver Spring | CR-8.0 | Moore and Associates |  | Private | 38.9938 | -77.0277 | Building | 189 | 0 |  | 1998-06-02 | 1998-07-09 | Recommended |  |  | https://s3.amazonaws.com/montgomerycountytfcg/Applications/199806-004.pdf
199806-005 | Teligent Corporation | Existing building | Colocation | Summit Building | 100 | 8555 | 16th St | Silver Spring | CR-3.0 | Summit Holdings LLC |  | Private | 38.9962 | -77.0358 | Building | 101 | 0 |  | 1998-06-02 | 1998-07-09 | Recommended |  |  | https://s3.amazonaws.com/montgomerycountytfcg/Applications/199806-005.pdf
199806-006 | Teligent Corporation | Existing building | Colocation | Blair Office Building | 101 | 8380 | Colesville Rd | Silver Spring | CR-5.0 | Blair Office Building LLC |  | Private | 38.9929 | -77.0329 | Building | 101 | 0 |  | 1998-06-02 | 1998-07-09 | Recommended |  |  | https://s3.amazonaws.com/montgomerycountytfcg/Applications/199806-006.pdf
199805-001 | Nextel Communications | Existing Sprint monopole | Colocation | Colesville Monopole | 76 | 49 | Randolph Rd | Colesville | NR-0.75 H-45 | A.I. GLENVIEW LLC M & ML PATRIOT LLC ETAL |  | Private | 39.0764 | -77.0028 | Monopole | 150 | 0 |  | 1998-04-29 | 1998-05-11 | Recommended | 586 Colesville |  | https://s3.amazonaws.com/montgomerycountytfcg/Applications/199805-001.pdf
199805-002 | Nextel Communications | Existing AT&T monopole | Colocation | Pleasant Excavating | 67 | 24012 | Frederick Rd | Clarksburg | IM-2.5 | Pleasant Excavating Inc. |  | Private | 39.2672 | -77.3192 | Monopole | 190 | 0 |  | 1998-04-29 | 1998-06-01 | Recommended | 472 Hyattstown |  | https://s3.amazonaws.com/montgomerycountytfcg/Applications/199805-002.pdf
199805-003 | Nextel Communications | Existing building | Colocation | Potomac Water Filt. Plant | 91 | 12200 | River Rd | Rockville | RE-2 | WSSC | WSSC | Public | 39.0405 | -77.2537 | Building | 81.3 | 0 |  | 1998-04-29 | 1998-05-11 | Recommended | 588 Travilah |  | https://s3.amazonaws.com/montgomerycountytfcg/Applications/199805-003.pdf
199805-005 | Teligent Corporation | Existing building | Colocation | NRC Building | 94 | 11555 | Rockville Pike | Rockville | CR-3.0 | U.S. Govt General Svcs Admin | Federal | Public | 39.0469 | -77.1119 | Building | 266 | 0 |  | 1998-04-29 | 1998-05-11 | Recommended |  |  | https://s3.amazonaws.com/montgomerycountytfcg/Applications/199805-005.pdf
199805-006 | Teligent Corporation | Existing building | Colocation | Democracy Plaza I | 95 | 6701 | Democracy Blvd | Bethesda | EOF-1.0 | First Rock Spring Ltd Partners |  | Private | 39.0222 | -77.1369 | Building | 160 | 0 |  | 1998-04-29 | 1998-05-11 | Recommended |  |  | https://s3.amazonaws.com/montgomerycountytfcg/Applications/199805-006.pdf
199804-005 | Cellular One | Existing BAM monopole | Colocation | Avenel Golf Course | 55 | 10010 | Oaklyn Dr | Potomac | RE-2C | WSSC | WSSC | Public | 38.9951 | -77.2038 | Monopole | 130 | 0 |  | 1998-04-16 | 1998-05-11 | Recommended | Kemper 2 |  | https://s3.amazonaws.com/montgomerycountytfcg/Applications/199804-005.pdf
199804-003 | Univ. of Maryland - ITV | Existing Obsv. Tower Bldg | Colocation | Public Svc Training Academy | 7 | 10025 | Darnestown Rd | Rockville | CR-0.75 | Montgomery County | County | Public | 39.0992 | -77.2078 | Building | 78 | 0 |  | 1998-04-02 | 1998-04-09 | Recommended |  |  | https://s3.amazonaws.com/montgomerycountytfcg/Applications/199804-003.pdf
199804-001 | Nextel Communications | 175' Cell 1 monopole | Colocation | Quail Hill Farms | 90 | 301 | Quailhill Drive | Brookeville | R | Andrew Austin |  | Private | 39.1628 | -77.0056 | Monopole | 170 | 0 |  | 1998-04-01 | 1998-04-09 | Recommended | 496 Ashton |  | https://s3.amazonaws.com/montgomerycountytfcg/Applications/199804-001.pdf
199804-002 | Nextel Communications | Existing monopole | Colocation | Fire Station 31 | 10 | 12100 | Darnestown Rd | Gaithersburg | R-200 | Montgomery County |  | Public | 39.1161 | -77.2512 | Monopole | 161 | 0 |  | 1998-04-01 | 1998-04-09 | Recommended | 571 Quince Orchard |  | https://s3.amazonaws.com/montgomerycountytfcg/Applications/199804-002.pdf
199803-005 | Nextel Communications | Existing building | Colocation | Hewlett Packard Building | 122 | 1801 | Research Blvd | Rockville | I-3 | Realty Associates Fund IV LP |  | Private | 39.0978 | -77.1792 | Building | 85 | 0 |  | 1998-03-20 | 1998-04-09 | Info Only | 570 Wash Nat'l Pike |  | https://s3.amazonaws.com/montgomerycountytfcg/Applications/199803-005.pdf
199803-002 | Nextel Communications | Existing building | Colocation | Rock Creek Terrace Apts | 8 | 12630 | Veirs Mill Rd | Rockville | R-10 | Rock Creek Terrace LP |  | Private | 39.0631 | -77.0964 | Building | 153 | 0 |  | 1998-03-02 | 1998-03-12 | Recommended | 567 Holiday |  | https://s3.amazonaws.com/montgomerycountytfcg/Applications/199803-002.pdf
199803-003 | Nextel Communications | Existing water tank | Colocation | Brink Water Tank | 87 | 21701 | Ridge Rd | Germantown | AR | WSSC | WSSC | Public | 39.2126 | -77.238 | Water Tank | 124 | 0 |  | 1998-03-02 | 1998-04-09 | Recommended | 584 Henderson Crner |  | https://s3.amazonaws.com/montgomerycountytfcg/Applications/199803-003.pdf
199803-001 | Destineer Corporation | Existing lattice tower | Colocation | Damascus Tower | 78 | 26149 | Ridge Rd | Damascus | CRT-1.75 C-1.0 R-0.75 H-55 T | Montgomery County | County | Public | 39.2864 | -77.2069 | Tower | 260 | 0 |  | 1998-02-27 | 1998-03-12 | Recommended |  |  | https://s3.amazonaws.com/montgomerycountytfcg/Applications/199803-001.pdf
199802-001 | Nextel Communications | Existing HAM tower | Colocation | Faiola Property | 85 | 17335 | Donora Rd | Silver Spring | RC | Anthony Faiola |  | Private | 39.1447 | -76.9865 | Tower | 250 | 0 |  | 1998-02-09 | 1998-06-01 | Recommended | 496 Ashton |  | https://s3.amazonaws.com/montgomerycountytfcg/Applications/199802-001.pdf
199802-002 | Nextel Communications | Existing Cell 1 monopole | Colocation | Knights of Columbus | 13.01 | 17001 | Overhill Rd | Derwood | RE-1 | MONTG CNCL K C BLDG CORP |  | Private | 39.1347 | -77.1418 | Monopole | 173 | 0 |  | 1998-02-09 | 1998-03-12 | Recommended | 589 Redland |  | https://s3.amazonaws.com/montgomerycountytfcg/Applications/199802-002.pdf
199802-003 | Nextel Communications | 125' Cell 1 monopole | Colocation | Leaman Property | 86 | 13820 | Clopper Rd | Boyds | R-200 | American Tower Asset Sub 2 LLC |  | Private | 39.1652 | -77.2908 | Monopole | 125 | 0 |  | 1998-02-09 | 1998-03-12 | Recommended | 572 Germantown |  | https://s3.amazonaws.com/montgomerycountytfcg/Applications/199802-003.pdf
199802-004 | Nextel Communications | Existing Cell 1 monopole | Colocation | Damascus VFD 13 Activity Ctr | 107 | 10211 | Lewis Dr | Damascus | RE-2C | Damascus VFD | Fire | Private | 39.2908 | -77.2135 | Monopole | 200 | 0 |  | 1998-02-09 | 1998-03-12 | Withdrawn
199703-008 | Bell Atl. NYNEX Mobile | New 130' BAM tree pole - 4 | New | Avenel Golf Course | 55 | 10010 | Oaklyn Dr | Potomac | RE-2C | WSSC | WSSC | Public | 38.9951 | -77.2038 | Monopole | 130 | 0 |  | 1998-01-15 | 1998-04-15 | Recommended | Avenel 2 M94 |  | https://s3.amazonaws.com/montgomerycountytfcg/Applications/199703-008.pdf
199801-003 | Cellular One | Existing building | Colocation | Crescent Bldg | 84 | 4600 | East-West Hwy | Bethesda | CR-5.0 C-5.0 R-4.75 H-175 | Bethesda Crescent 4600 CO Limited Prtnrship |  | Private | 38.9845 | -77.0929 | Building | 128.83 | 0 |  | 1998-01-15 | 1998-02-12 | Recommended | Crescent |  | https://s3.amazonaws.com/montgomerycountytfcg/Applications/199801-003.pdf
199801-004 | Cellular One | Existing monopole | Colocation | MDOT-Rockville | 73 |  | I-270 & Montrose Rd | Rockville | R-90 | MDOT / State Hwy Admin. | State | Public | 39.0579 | -77.1537 | Monopole | 140 | -1 |  | 1998-01-15 | 1998-02-12 | Recommended | Fortune Pave |  | https://s3.amazonaws.com/montgomerycountytfcg/Applications/199801-004.pdf
199801-002 | Bell Atl. NYNEX Mobile | New 125' BAM monopole - 3 | New | Airpark Industrial Center | 83 | 7707 | Airpark Rd | Gaithersburg | IL-1.0 H-50 | Crown Atlantic Co LLC |  | Private | 39.1715 | -77.1578 | Monopole | 120 | 0 |  | 1998-01-08 | 1998-02-12 | Recommended |  |  | https://s3.amazonaws.com/montgomerycountytfcg/Applications/199801-002.pdf
199801-001 | APC | Existing lattice tower | Colocation | Pepco Substation 158 | 82 | 16610 | Emory Ln | Rockville | R-200 | Pepco | Pepco | Private | 39.1317 | -77.0792 | Tower | 150 | 0 |  | 1997-12-30 | 1998-01-15 | Recommended | DC03XC128 |  | https://s3.amazonaws.com/montgomerycountytfcg/Applications/199801-001.pdf
199712-002 | APC | Existing transmission tower | Colocation | Pepco 662-S | 79 |  | Seven Locks Rd/Tuckerman Ln | Potomac | R-90 | Pepco | Pepco | Private | 39.0367 | -77.1603 | Tower | 116 | 0 |  | 1997-12-18 | 1998-01-15 | Recommended |  |  | https://s3.amazonaws.com/montgomerycountytfcg/Applications/199712-002.pdf
199712-003 | APC | Existing transmission tower | Colocation | Pepco 637-S | 311 | 12900 | Piney Meetinghouse Rd | Potomac | RE-2 | Pepco | Pepco | Private | 39.0669 | -77.2283 | Tower | 126 | 0 |  | 1997-12-18 | 1998-01-15 | Recommended | DC03XC564 |  | https://s3.amazonaws.com/montgomerycountytfcg/Applications/199712-003.pdf
199712-004 | APC | Existing building | Colocation | Luther Rice Baptist Church | 81 | 801 | University Blvd | Silver Spring | R-60 | Luther Rice Baptist Church | Church | Private | 39.0317 | -77.0217 | Building | 38 | 0 |  | 1997-12-18 | 1998-01-15 | Recommended | DC03XC406 |  | https://s3.amazonaws.com/montgomerycountytfcg/Applications/199712-004.pdf
199711-007 | Cellular One | Existing water tank | Colocation | Naval Surface Warfare Ctr | 75 | 9500 | MacArthur Blvd | Bethesda | R-200 | United States Navy | Federal | Public | 38.976 | -77.1931 | Water Tank | 142 | 0 |  | 1997-11-25 | 1997-12-18 | Recommended | American Legion |  | https://s3.amazonaws.com/montgomerycountytfcg/Applications/199711-007.pdf
199711-008 | RAM Mobile (BellSo.) | 250' County lattice tower | Colocation | Damascus Tower | 78 | 26149 | Ridge Rd | Damascus | CRT-1.75 C-1.0 R-0.75 H-55 T | Montgomery County | County | Public | 39.2864 | -77.2069 | Tower | 260 | 0 |  | 1997-11-25 | 1997-12-18 | Recommended |  |  | https://s3.amazonaws.com/montgomerycountytfcg/Applications/199711-008.pdf
199711-006 | CNS Microwave | New 190' CNS lattice tower | New | Rockville Measuring Station | 102 | 15030 | Frederick Rd | Rockville | IM-2.5 H-50 | Atlantic Seaboard Corp |  | Private | 39.1021 | -77.1572 | Tower | 188 | 0 |  | 1997-11-14 | 1997-11-20 | Recommended |  |  | https://s3.amazonaws.com/montgomerycountytfcg/Applications/199711-006.pdf
199711-005 | Cellular One | Existing building | Colocation | Classic Residence | 19 | 8100 | Connecticut Ave | Chevy Chase | R-10 | SNH CCMD Properties LLC |  | Private | 38.9917 | -77.0778 | Building | 138 | 0 |  | 1997-11-12 | 1997-11-20 | Recommended | East West Hwy |  | https://s3.amazonaws.com/montgomerycountytfcg/Applications/199711-005.pdf
199711-003 | Nextel Communications | Existing building | Colocation | Grosvenor House Apts | 14 | 10101 | Grosvenor Pl | Rockville | R-10 | Grosvenor Park |  | Private | 39.0233 | -77.1044 | Building | 174 | 0 |  | 1997-11-11 | 1997-11-20 | Recommended | 566 Grosvenor |  | https://s3.amazonaws.com/montgomerycountytfcg/Applications/199711-003.pdf
199711-004 | Nextel Communications | Existing water tank | Colocation | Naval Surface Warfare Ctr | 75 | 9500 | MacArthur Blvd | Bethesda | R-200 | United States Navy | Federal | Public | 38.976 | -77.1931 | Water Tank | 142 | 0 |  | 1997-11-11 | 1997-11-20 | Recommended | 487 Brickyard Mdows |  | https://s3.amazonaws.com/montgomerycountytfcg/Applications/199711-004.pdf
199711-001 | APC | New 150' Sprint monopole | New | Colesville Monopole | 76 | 49 | Randolph Rd | Colesville | NR-0.75 H-45 | A.I. GLENVIEW LLC M & ML PATRIOT LLC ETAL |  | Private | 39.0764 | -77.0028 | Monopole | 150 | 0 |  | 1997-11-07 | 1997-11-20 | Recommended | DC03XC271 |  | https://s3.amazonaws.com/montgomerycountytfcg/Applications/199711-001.pdf
199711-002 | Bell Atl. NYNEX Mobile | Existing monopole | Colocation | MDOT-Kensington | 77 | 9200 | Kensington Pkwy | Kensington | R-90 | MDOT / State Hwy Admin. |  | Private | 39.0077 | -77.075 | Monopole | 160 | -1 |  | 1997-11-07 | 1997-12-18 | Recommended | Chevy Chase Bank |  | https://s3.amazonaws.com/montgomerycountytfcg/Applications/199711-002.pdf
199710-002 | Bell Atl. NYNEX Mobile | Existing water tank | Colocation | Naval Surface Warfare Ctr | 75 | 9500 | MacArthur Blvd | Bethesda | R-200 | United States Navy | Federal | Public | 38.976 | -77.1931 | Water Tank | 142 | 0 |  | 1997-10-16 | 1997-10-30 | Recommended | Naval Surf Warfare |  | https://s3.amazonaws.com/montgomerycountytfcg/Applications/199710-002.pdf
199709-004 | Nextel Communications | Existing Cell1 monopole | Colocation | Fire Station 33 | 37 | 11430 | Falls Rd | Potomac | R-200 | Rockville Volunteer Fire Dept. | Fire | Private | 39.0437 | -77.1939 | Monopole | 150 | 0 |  | 1997-09-25 | 1997-10-03 | Recommended | 537 N Potomac |  | https://s3.amazonaws.com/montgomerycountytfcg/Applications/199709-004.pdf
199710-001 | APC | Existing BAM monopole | Colocation | Bullis Prep School | 22 | 10601 | Falls Rd | Potomac | RE-2 | The Bullis School Inc. | School | Private | 39.0296 | -77.1945 | Monopole | 130 | 0 |  | 1997-09-24 | 1997-10-30 | Recommended | DC03XC25 |  | https://s3.amazonaws.com/montgomerycountytfcg/Applications/199710-001.pdf
199709-003 | AT&T Wireless | Existing transmission tower | Colocation | Pepco 652-S | 74 | 12200 | Falls Rd | Rockville | R-200 | Pepco | Pepco | Private | 39.0548 | -77.1813 | Tower | 148 | 0 |  | 1997-09-18 | 1997-10-03 | Recommended | W139.7 |  | https://s3.amazonaws.com/montgomerycountytfcg/Applications/199709-003.pdf
199709-002 | Bell Atl. NYNEX Mobile | Existing water tank | Colocation | Bradley Water Tank 1 | 72.01 | 5603 | Radnor Rd | Bethesda | R-90 | WSSC | WSSC | Public | 38.9804 | -77.1137 | Water Tank | 108 | 0 |  | 1997-09-16 | 1997-10-03 | Recommended | WASM97KWD |  | https://s3.amazonaws.com/montgomerycountytfcg/Applications/199709-002.pdf
199709-001 | Nextel Communications | New 188' Nextel monopole - 4 | New | McDonnell property | 93.01 | 20315 | Georgia Ave | Brookeville | RC | Timothy McDonnell |  | Private | 39.1899 | -77.0607 | Monopole | 188 | 0 |  | 1997-09-08 | 1997-10-03 | Recommended | 523 Brookeville |  | https://s3.amazonaws.com/montgomerycountytfcg/Applications/199709-001.pdf
199708-004 | AT&T Wireless | New 160' State monopole - 3 | New | MDOT-Kensington | 77 | 9200 | Kensington Pkwy | Kensington | R-90 | MDOT / State Hwy Admin. |  | Private | 39.0077 | -77.075 | Monopole | 160 | -1 |  | 1997-08-22 | 1997-09-02 | Recommended | W262.2 |  | https://s3.amazonaws.com/montgomerycountytfcg/Applications/199708-004.pdf
199708-005 | AT&T Wireless | New 140' State monopole - 3 | New | MDOT-Rockville | 73 |  | I-270 & Montrose Rd | Rockville | R-90 | MDOT / State Hwy Admin. | State | Public | 39.0579 | -77.1537 | Monopole | 140 | -1 |  | 1997-08-22 | 1997-09-02 | Recommended | W208.8 |  | https://s3.amazonaws.com/montgomerycountytfcg/Applications/199708-005.pdf
199708-002 | Nextel Communications | Existing water tank | Colocation | Bradley Water Tank 1 | 72.01 | 5603 | Radnor Rd | Bethesda | R-90 | WSSC | WSSC | Public | 38.9804 | -77.1137 | Water Tank | 108 | 0 |  | 1997-08-21 | 1997-09-02 | Recommended | 504 Kenwood Park |  | https://s3.amazonaws.com/montgomerycountytfcg/Applications/199708-002.pdf
199708-003 | Nextel Communications | Existing BAM monopole | Colocation | Rinaldi Property | 24 | 15700 | Georgia Ave | Olney | R-200 | Patricia V Rinaldi |  | Private | 39.1159 | -77.0745 | Monopole | 120 | 0 |  | 1997-08-21 | 1997-09-02 | Recommended | 521 Leisure World |  | https://s3.amazonaws.com/montgomerycountytfcg/Applications/199708-003.pdf
199706-005 | Bell Atl. NYNEX Mobile | New 120' BAM monopole | New | Cabin John Park Maint. Facil. | 66 | 7700 | Tuckerman Ln | Rockville | R-90 | M-NCPPC | M-NCPPC | Public | 39.0378 | -77.155 | Monopole | 100 | 0 |  | 1997-08-06 | 1997-09-02 | Recommended | Cabin John MNCPPC Mont |  | https://s3.amazonaws.com/montgomerycountytfcg/Applications/199706-005.pdf
199708-001 | Bell Atl. NYNEX Mobile | Existing water tank | Colocation | Wall Lane Water Tank | 2 | 11400 | Woodglen Dr & Executive Blvd | Rockville | CR-3.0 C-1.5 R-2.5 H-100 | WSSC | WSSC | Public | 39.0436 | -77.1141 | Water Tank | 105 | 0 |  | 1997-08-04 | 1997-08-12 | Withdrawn | Luxmano Wall Lake TNC
199707-002 | Cellular One | Existing BAM monopole | Colocation | Seneca Ayr Farm | 68 | 13100 | Old Baltimore Rd West | Boyds | IL-1.0 H-50 | Linthicum Properties Management LLC | Crown Castle | Private | 39.2124 | -77.2755 | Monopole | 140 | 0 |  | 1997-07-28 | 1997-08-12 | Recommended | Milestone |  | https://s3.amazonaws.com/montgomerycountytfcg/Applications/199707-002.pdf
199609-002 | APC | Existing lattice tower | Colocation | Montg College Germantown | 153 | 20200 | Observation Dr | Germantown | LSC-2.0 | Board of Comm College Trustees for Montgomery Coun | WSSC | Public | 39.1846 | -77.2499 | Tower | 300 | 0 |  | 1997-07-10 | 1997-08-12 | Recommended | DC03XC163 |  | https://s3.amazonaws.com/montgomerycountytfcg/Applications/199609-002.pdf
199707-001 | Bell Atl. NYNEX Mobile | Existing AT&T monopole | Colocation | Silver Spring YMCA | 4 | 9800 | Hastings Dr | Silver Spring | R-60 | n |  | Private | 39.0159 | -77.0134 | Monopole | 120 | 0 |  | 1997-07-07 | 1997-07-15 | Recommended | YMCA |  | https://s3.amazonaws.com/montgomerycountytfcg/Applications/199707-001.pdf
199706-006 | AT&T Wireless | New 199' AT&T monopole - 3 | New | Pleasant Excavating | 67 | 24012 | Frederick Rd | Clarksburg | IM-2.5 | Pleasant Excavating Inc. |  | Private | 39.2672 | -77.3192 | Monopole | 190 | 0 |  | 1997-06-23 | 1997-07-15 | Recommended | W531.5 |  | https://s3.amazonaws.com/montgomerycountytfcg/Applications/199706-006.pdf
199706-007 | AT&T Wireless | 120' BAM monopole | New | Seneca Ayr Farm | 68 | 13100 | Old Baltimore Rd West | Boyds | IL-1.0 H-50 | Linthicum Properties Management LLC | Crown Castle | Private | 39.2124 | -77.2755 | Monopole | 140 | 0 |  | 1997-06-23 | 1997-07-15 | Recommended | W530.1 |  | https://s3.amazonaws.com/montgomerycountytfcg/Applications/199706-007.pdf
199706-003 | AT&T Wireless | New 180' AT&T monopole - 3 | New | Wheaton Park Maint. Yard | 65 | 12012 | Alpert Ln | Silver Spring | R-90 | M-NCPPC | AT&T | Public | 39.0532 | -77.0286 | Monopole | 180 | 0 |  | 1997-06-18 | 1997-06-24 | Recommended | W202.5 |  | https://s3.amazonaws.com/montgomerycountytfcg/Applications/199706-003.pdf
199706-004 | AT&T Wireless | New 126' AT&T monopole - 3 | New | Bethesda Country Club | 51.02 | 7601 | Bradley Blvd | Bethesda | R-200 | Bethesda Country Club |  | Private | 39.0153 | -77.15 | Monopole | 150 | 0 |  | 1997-06-18 | 1997-06-24 | Recommended | W199.1 |  | https://s3.amazonaws.com/montgomerycountytfcg/Applications/199706-004.pdf
199706-002 | Cellular One | Existing Sprint monopole | Colocation | Old Burtonsville VFD | 64 | 15430 | Old Columbia Pike | Burtonsville | CRT-1.5 C-1.0 R-1.25 H-70 | Burtonsville VFD | Fire | Private | 39.1102 | -76.9367 | Monopole | 180 | 0 |  | 1997-06-13 | 1997-06-24 | Recommended | Spencerville |  | https://s3.amazonaws.com/montgomerycountytfcg/Applications/199706-002.pdf
199706-001 | APC | Existing building | Colocation | Chateau Apartments | 53.01 | 9727 | Mt. Pisgah Rd | Silver Spring | R-H | Hillzo LP |  | Private | 39.0168 | -76.9745 | Building | 159 | 0 |  | 1997-06-09 | 1997-06-24 | Recommended | DC03XC629 |  | https://s3.amazonaws.com/montgomerycountytfcg/Applications/199706-001.pdf
199705-008 | PageNet | Existing BAM monopole | Colocation | Bullis Prep School | 22 | 10601 | Falls Rd | Potomac | RE-2 | The Bullis School Inc. | School | Private | 39.0296 | -77.1945 | Monopole | 130 | 0 |  | 1997-05-27 | 1997-06-03 | Recommended |  |  | https://s3.amazonaws.com/montgomerycountytfcg/Applications/199705-008.pdf
199705-009 | PageNet | Existing lattice tower | Colocation | Ferguson Farm | 63 | 14825 | Comus Rd | Boyds | AR | John W. Ferguson |  | Private | 39.2448 | -77.3004 | Tower | 193 | 0 |  | 1997-05-27 | 1997-06-03 | Recommended |  |  | https://s3.amazonaws.com/montgomerycountytfcg/Applications/199705-009.pdf
199705-005 | Bell Atl. NYNEX Mobile | Existing lattice tower | Colocation | Ferguson Farm | 63 | 14825 | Comus Rd | Boyds | AR | John W. Ferguson |  | Private | 39.2448 | -77.3004 | Tower | 193 | 0 |  | 1997-05-20 | 1997-06-03 | Withdrawn
199705-006 | APC | Existing AT&T monopole | Colocation | Silver Spring YMCA | 4 | 9800 | Hastings Dr | Silver Spring | R-60 | n |  | Private | 39.0159 | -77.0134 | Monopole | 120 | 0 |  | 1997-05-20 | 1997-06-03 | Recommended | DC03XC470 |  | https://s3.amazonaws.com/montgomerycountytfcg/Applications/199705-006.pdf
199705-007 | Nextel Communications | Existing 180' Sprint monopole | Colocation | Old Burtonsville VFD | 64 | 15430 | Old Columbia Pike | Burtonsville | CRT-1.5 C-1.0 R-1.25 H-70 | Burtonsville VFD | Fire | Private | 39.1102 | -76.9367 | Monopole | 180 | 0 |  | 1997-05-20 | 1997-06-03 | Recommended | 527 Burtonsville |  | https://s3.amazonaws.com/montgomerycountytfcg/Applications/199705-007.pdf
199705-002 | Bell Atl. NYNEX Mobile | New 120' BAM monopole - 3 | New | Cabin John VFW Post | 60 | 11511 | MacArthur Blvd | Potomac | RE-2 | Cabin John Memorial Post 5633 |  | Private | 38.9963 | -77.2381 | Monopole | 126 | 0 |  | 1997-05-05 | 1997-06-03 | Recommended | Great Falls Park |  | https://s3.amazonaws.com/montgomerycountytfcg/Applications/199705-002.pdf
199705-001 | Nextel Communications | Existing building | Colocation | Bank of America Building | 59 | 10000 | Falls Rd | Potomac | NR-0.75 H-35 | Ten Thousand Falls Rd LLC |  | Private | 39.0191 | -77.209 | Building | 33 | 0 |  | 1997-05-02 | 1997-05-08 | Recommended | 460 Potomac |  | https://s3.amazonaws.com/montgomerycountytfcg/Applications/199705-001.pdf
199704-005 | APC | Antenna Change Out | Colocation | Knights of Columbus | 13.01 | 17001 | Overhill Rd | Derwood | RE-1 | MONTG CNCL K C BLDG CORP |  | Private | 39.1347 | -77.1418 | Monopole | 173 | 0 |  | 1997-04-28 | 1997-05-08 | Recommended | DC03XC134 |  | https://s3.amazonaws.com/montgomerycountytfcg/Applications/199704-005.pdf
199704-004 | APC | Existing building | Colocation | Summit Hills Apartments | 58 | 8484 | 16th St | Silver Spring | CR-2.5 C-0.25 R-2.5 H-145 | Summit Hills LLC |  | Private | 38.9951 | -77.037 | Building | 98.8 | 0 |  | 1997-04-21 | 1997-05-08 | Recommended | DC03XC428 |  | https://s3.amazonaws.com/montgomerycountytfcg/Applications/199704-004.pdf
199704-003 | Bell Atl. NYNEX Mobile | Existing Sprint monopole | Colocation | Oakmont Monopole | 3 | 16801 | Oakmont Ave | Gaithersburg | IM-2.5 H-50 | 16801 Oakmont Avenue LLC |  | Private | 39.1315 | -77.174 | Monopole | 191 | 0 |  | 1997-04-16 | 1997-04-17 | Recommended | WASM94GROC |  | https://s3.amazonaws.com/montgomerycountytfcg/Applications/199704-003.pdf
199703-009 | Cellular One | New 130' Cell 1 monopole | New | Gymkhana Club | 56 | 14100 | River Rd | Rockville | RE-2 | River Road Development Inc |  | Private | 39.063 | -77.2925 | Monopole | 143.6 | 0 |  | 1997-04-01 | 1997-04-17 | Recommended | Blockhouse Point |  | https://s3.amazonaws.com/montgomerycountytfcg/Applications/199703-009.pdf
199703-007 | NextWave Wireless | Existing building | Colocation | Rock Creek Terrace Apts | 8 | 12630 | Veirs Mill Rd | Rockville | R-10 | Rock Creek Terrace LP |  | Private | 39.0631 | -77.0964 | Building | 153 | 0 |  | 1997-03-21 | 1997-04-17 | Recommended |  |  | https://s3.amazonaws.com/montgomerycountytfcg/Applications/199703-007.pdf
199703-004 | AT&T Wireless | Existing building | Colocation | Westfield South 2 | 106 | 2730 | University Blvd W. | Wheaton | CR-6.0 C-5.5 R-5.5 H-200 | Wheaton Shopping |  | Private | 39.0393 | -77.0558 | Building | 112.4 | 0 |  | 1997-03-13 | 1997-03-21 | Recommended | W259.1 |  | https://s3.amazonaws.com/montgomerycountytfcg/Applications/199703-004.pdf
199703-005 | AT&T Wireless | Existing 85' lattice tower | Colocation | CSX Tower | 54 | 2701 | Forest Glen Rd | Kensington | R-60 | United States of America |  | Private | 39.0146 | -77.0553 | Tower | 69 | 0 |  | 1997-03-13 | 1997-03-21 | Recommended | W251.1 |  | https://s3.amazonaws.com/montgomerycountytfcg/Applications/199703-005.pdf
199703-003 | NextWave Wireless | Existing water tank | Colocation | Woodside Water Tank | 1 | 1945 | Seminary Pl | Silver Spring | R-60 | WSSC | WSSC | Public | 39.0099 | -77.0425 | Water Tank | 117 | 0 |  | 1997-03-11 | 1997-04-17 | Withdrawn
199703-002 | NextWave Wireless | Existing building | Colocation | Chateau Apartments | 53.01 | 9727 | Mt. Pisgah Rd | Silver Spring | R-H | Hillzo LP |  | Private | 39.0168 | -76.9745 | Building | 159 | 0 |  | 1997-03-04 | 1997-03-21 | Recommended |  |  | https://s3.amazonaws.com/montgomerycountytfcg/Applications/199703-002.pdf
199703-001 | AT&T Wireless | New 120' AT&T monopole - 3 | New | Super Fresh Shopping Ctr. | 52 | 3901 | Aspen Hill Rd | Silver Spring | CRT-2.25 C-1.5 R-0.75 H-75 | LDG Inc |  | Private | 39.0821 | -77.079 | Monopole | 116 | 0 |  | 1997-03-03 | 1997-03-21 | Recommended | W206.4 |  | https://s3.amazonaws.com/montgomerycountytfcg/Applications/199703-001.pdf
199702-001 | Cellular One | Existing 150' Sprint monopole | Colocation | Bethesda Country Club | 51.01 | 7601 | Bradley Blvd | Bethesda | R-200 | Bethesda Country Club |  | Private | 39.0153 | -77.1501 | Monopole | 150 | 0 |  | 1997-02-03 | 1997-02-27 | Recommended | Montg Mall |  | https://s3.amazonaws.com/montgomerycountytfcg/Applications/199702-001.pdf
199701-009 | AT&T Wireless | Existing building | Colocation | Democracy Center | 23 | 6903 | Rockledge Dr | Bethesda | CR-1.5 C-1.25 R-0.75 H-200 | G&I X Democracy Center LLC |  | Private | 39.0276 | -77.1405 | Building | 185 | 0 |  | 1997-01-24 | 1997-01-31 | Recommended | W247.2 |  | https://s3.amazonaws.com/montgomerycountytfcg/Applications/199701-009.pdf
199701-010 | AT&T Wireless | New 150' AT&T monopole | New | Shady Grove Post Office | 49 | 16501 | Shady Grove Rd | Gaithersburg | IM-0.5 H-75 | United States Postal Service | Federal | Public | 39.1264 | -77.17 | Monopole | 146 | 0 |  | 1997-01-24 | 1997-03-21 | Recommended | W140.6 |  | https://s3.amazonaws.com/montgomerycountytfcg/Applications/199701-010.pdf
199701-011 | AT&T Wireless | New 150' AT&T monopole - 2 | New | Sarem Farm | 50 | 15901 | Columbia Pike | Burtonsville | RC | Jennifer Sarem |  | Private | 39.118 | -76.9292 | Monopole | 150 | 0 |  | 1997-01-24 | 1997-03-21 | Recommended | BD81.5 |  | https://s3.amazonaws.com/montgomerycountytfcg/Applications/199701-011.pdf
199701-002 | APC | Existing building | Colocation | Berkshire Towers | 42.01 | 11235 | Oak Leaf Dr | Silver Spring | R-10 | Enclave Holdings LLC Nonconnah Holdings LLC |  | Private | 39.0413 | -76.9934 | Building | 165 | 0 |  | 1997-01-15 | 1997-01-31 | Recommended | DC03XC048 |  | https://s3.amazonaws.com/montgomerycountytfcg/Applications/199701-002.pdf
199701-003 | APC | Existing building | Colocation | Village Square Apts | 43.01 | 11927 | Veirs Mill Rd | Silver Spring | R-30 | Kay Management/Louis Grossberg et. al. |  | Private | 39.0525 | -77.0753 | Building | 42 | 0 |  | 1997-01-15 | 1997-01-31 | Recommended | DC03XC067 |  | https://s3.amazonaws.com/montgomerycountytfcg/Applications/199701-003.pdf
199701-004 | APC | Existing building | Colocation | National 4-H Council Bldg | 44 | 7100 | Connecticut Ave | Chevy Chase | R-60 | National 4-H Council |  | Private | 38.981 | -77.0788 | Building | 36 | 0 |  | 1997-01-15 | 1997-02-27 | Recommended | DC03XC364 |  | https://s3.amazonaws.com/montgomerycountytfcg/Applications/199701-004.pdf
199701-005 | APC | Existing building | Colocation | Clark Building | 45 | 7500 | Old Georgetown Rd | Bethesda | CR-8.0 | Clark Office Bldg LP |  | Private | 38.985 | -77.0954 | Building | 230 | 0 |  | 1997-01-15 | 1997-01-31 | Recommended | DC03XC380 |  | https://s3.amazonaws.com/montgomerycountytfcg/Applications/199701-005.pdf
199701-006 | APC | Existing building | Colocation | 962 Wayne Ave | 46 | 962 | Wayne Ave | Silver Spring | CR-5.0 | Bsrep II MD Office Wayne LLC |  | Private | 38.9943 | -77.026 | Building | 112 | 0 |  | 1997-01-15 | 1997-01-31 | Recommended | DC03XC464 |  | https://s3.amazonaws.com/montgomerycountytfcg/Applications/199701-006.pdf
199701-008 | APC/Sprint | Existing building | Colocation | Park Ritchie Apts | 48 | 7600 | Maple Ave | Takoma Park | R-10 | Park Ritchie LLC |  | Private | 38.9839 | -77.008 | Building | 151 | 0 |  | 1997-01-15 | 1997-02-27 | Recommended | DC03XC385 |  | https://s3.amazonaws.com/montgomerycountytfcg/Applications/199701-008.pdf
199701-001 | Bell Atl. NYNEX Mobile | Existing monopole | Colocation | Fire Station 31 | 10 | 12100 | Darnestown Rd | Gaithersburg | R-200 | Montgomery County |  | Public | 39.1161 | -77.2512 | Monopole | 161 | 0 |  | 1997-01-13 | 1997-01-31 | Recommended | Quince Orchard |  | https://s3.amazonaws.com/montgomerycountytfcg/Applications/199701-001.pdf
199701-007 | APC | Existing building | Colocation | Promenade | 47 | 5225 | Pooks Hill Rd | Bethesda | R-H | Promenade Towers MH Corp |  | Private | 39.0174 | -77.1068 | Building | 193 | 0 |  | 1997-01-13 | 1997-01-31 | Recommended | DC03XC288 |  | https://s3.amazonaws.com/montgomerycountytfcg/Applications/199701-007.pdf
199612-006 | Cellular One | New 125' Cell 1 monopole | New | MCPS School Bus Yard | 41 | 1801 | Old Randolph Rd | Wheaton | R-90 | MCPS | School | Public | 39.0653 | -77.0356 | Monopole | 125 | 0 |  | 1996-12-20 | 1997-01-02 | Recommended | Hilshirewood |  | https://s3.amazonaws.com/montgomerycountytfcg/Applications/199612-006.pdf
199612-005 | APC | Existing 685' lattice tower | Colocation | WWDC Radio Tower | 40 | 8800 | Brookeville Rd | Silver Spring | IM-2.5 H-50 | Chancellor Media Corp. |  | Private | 38.9999 | -77.057 | Tower | 695 | 0 |  | 1996-12-12 | 1997-01-02 | Recommended | DC03XC435 |  | https://s3.amazonaws.com/montgomerycountytfcg/Applications/199612-005.pdf
199612-002 | APC | Existing building | Colocation | Writ Building | 39 | 10400 | Connecticut Ave | Kensington | CRT-2.5 | Knowles Associates |  | Private | 39.0271 | -77.077 | Building | 68 | 0 |  | 1996-12-09 | 1997-01-02 | Recommended | DC03XC020 |  | https://s3.amazonaws.com/montgomerycountytfcg/Applications/199612-002.pdf
199612-003 | APC | Existing building | Colocation | Rock Creek Terrace Apts | 8 | 12630 | Veirs Mill Rd | Rockville | R-10 | Rock Creek Terrace LP |  | Private | 39.0631 | -77.0964 | Building | 153 | 0 |  | 1996-12-09 | 1997-01-02 | Recommended | DC03X079 |  | https://s3.amazonaws.com/montgomerycountytfcg/Applications/199612-003.pdf
199612-001 | Bell Atl. NYNEX Mobile | Existing building | Colocation | Sudbury House Condo | 38 | 2100 | Washington Avenue | Silver Spring | R-10 | Sudbury House Condominiums |  | Private | 38.9942 | -77.0454 | Building | 95 | 0 |  | 1996-12-03 | 1997-01-02 | Recommended | Sudbury House |  | https://s3.amazonaws.com/montgomerycountytfcg/Applications/199612-001.pdf
199611-018 | APC | Existing 150' Cell 1 monopole | Colocation | Fire Station 33 | 37 | 11430 | Falls Rd | Potomac | R-200 | Rockville Volunteer Fire Dept. | Fire | Private | 39.0437 | -77.1939 | Monopole | 150 | 0 |  | 1996-11-26 | 1996-12-12 | Recommended | DC03XC54 |  | https://s3.amazonaws.com/montgomerycountytfcg/Applications/199611-018.pdf
199611-017 | APC | Existing building | Colocation | Verizon Building | 36 | 13100 | Columbia Pike | Silver Spring | EOF-0.75 H-100 T | Chesapeake and Potomac Tele Co MD |  | Private | 39.0713 | -76.9589 | Building | 68 | 0 |  | 1996-11-20 | 1996-11-26 | Recommended | DC03X088 |  | https://s3.amazonaws.com/montgomerycountytfcg/Applications/199611-017.pdf
199611-010 | APC | Existing building | Colocation | Chevy Chase Building | 18 | 5530 | Wisconsin Ave | Chevy Chase | CR-3.0 C-2.0 R-2.75 H-90 T | Friendship Propertie |  | Private | 38.9648 | -77.0883 | Building | 160 | 0 |  | 1996-11-14 | 1996-11-26 | Recommended | DC03XC304 |  | https://s3.amazonaws.com/montgomerycountytfcg/Applications/199611-010.pdf
199611-011 | APC | Existing building | Colocation | Renaissance Plaza Apts | 16 | 14000 | Castle Blvd | Silver Spring | R-20 | Renaissance Plaza Condo |  | Private | 39.0858 | -76.9419 | Building | 100 | 0 |  | 1996-11-14 | 1996-12-12 | Recommended | DC03XY102 |  | https://s3.amazonaws.com/montgomerycountytfcg/Applications/199611-011.pdf
199611-012 | APC | Existing building | Colocation | Park Montgomery Apts | 26 | 8860 | Piney Branch Rd | Silver Spring | R-H | Park Montgomery Limited Prtnrshp |  | Private | 39.0005 | -76.9917 | Building | 147 | 0 |  | 1996-11-14 | 1996-12-12 | Recommended | DC03XC437 |  | https://s3.amazonaws.com/montgomerycountytfcg/Applications/199611-012.pdf
199611-013 | APC | Existing building | Colocation | Westwood Towers Apts | 33 | 5401 | Westbard Ave | Bethesda | CRT-3.0 | Housing Opportunities Comm Montgomery County |  | Private | 38.9643 | -77.1062 | Building | 150 | 0 |  | 1996-11-14 | 1996-12-12 | Recommended | DC03XC297 |  | https://s3.amazonaws.com/montgomerycountytfcg/Applications/199611-013.pdf
199611-014 | APC | Existing building | Colocation | Equitable Bank Building | 34 | 11501 | Georgia Ave | Wheaton | CR-4.0 | SJS Realty Management Co |  | Private | 39.0433 | -77.0512 | Building | 40 | 0 |  | 1996-11-14 | 1996-12-12 | Recommended | DC03X058 |  | https://s3.amazonaws.com/montgomerycountytfcg/Applications/199611-014.pdf
199611-015 | APC | Existing building | Colocation | Classic Residence | 19 | 8100 | Connecticut Ave | Chevy Chase | R-10 | SNH CCMD Properties LLC |  | Private | 38.9917 | -77.0778 | Building | 138 | 0 |  | 1996-11-14 | 1996-12-12 | Recommended | DC03XC634 |  | https://s3.amazonaws.com/montgomerycountytfcg/Applications/199611-015.pdf
199611-016 | APC | Existing building | Colocation | Semmes Building | 35 | 10220 | River Rd | Rocville | NR-0.75 | Semmes Buildng LLC |  | Private | 39.0182 | -77.2097 | Building | 42.5 | 0 |  | 1996-11-14 | 1996-12-12 | Recommended | DC03XC017 |  | https://s3.amazonaws.com/montgomerycountytfcg/Applications/199611-016.pdf
199611-003 | AT&T Wireless | Existing building | Colocation | Park Montgomery Apts | 26 | 8860 | Piney Branch Rd | Silver Spring | R-H | Park Montgomery Limited Prtnrshp |  | Private | 39.0005 | -76.9917 | Building | 147 | 0 |  | 1996-11-13 | 1996-12-12 | Recommended | W266.1 |  | https://s3.amazonaws.com/montgomerycountytfcg/Applications/199611-003.pdf
199611-004 | AT&T Wireless | Existing building | Colocation | Takoma Tower | 27 | 7051 | Carroll Ave | Takoma Park | NR-0.75 H-50 | Takoma Tower LP | County | Public | 38.9747 | -77.0105 | Building | 109.1 | 0 |  | 1996-11-13 | 1996-12-12 | Recommended | W265.2 |  | https://s3.amazonaws.com/montgomerycountytfcg/Applications/199611-004.pdf
199611-005 | AT&T Wireless | Existing building | Colocation | St. Patrick's Church | 28 | 4101 | Norbeck Rd | Rockville | RE-1 | St. Patrick's Church | Church | Private | 39.1087 | -77.082 | Building | 75 | 0 |  | 1996-11-13 | 1996-11-26 | Recommended | W218.10 |  | https://s3.amazonaws.com/montgomerycountytfcg/Applications/199611-005.pdf
199611-006 | AT&T Wireless | Existing building | Colocation | Choice International | 29 | 10750 | Columbia Pike | Silver Spring | CRT-2.25 C-1.5 R-0.75 H-45 | VREC III LO COLESVILLE MEDICAL MOB LLC |  | Private | 39.0324 | -77.0045 | Building | 85 | 0 |  | 1996-11-13 | 1996-11-26 | Recommended | W258.1 |  | https://s3.amazonaws.com/montgomerycountytfcg/Applications/199611-006.pdf
199611-007 | AT&T Wireless | Existing CBS lattice tower | Colocation | Kenwood Country Club | 30 | 5601 | River Rd | Bethesda | R-90 | Kenwood Country Club |  | Private | 38.9766 | -77.1142 | Tower | 230 | 0 |  | 1996-11-13 | 1996-11-26 | Recommended | W109.1 |  | https://s3.amazonaws.com/montgomerycountytfcg/Applications/199611-007.pdf
199611-008 | AT&T Wireless | Existing building | Colocation | Pavilion Apts | 31 | 5901 | Montrose Rd | Rockville | CR-4.0 C-0.25 R-4.0 H-190 | CP5 MONTEREY LLC |  | Private | 39.0537 | -77.1189 | Building | 152 | 0 |  | 1996-11-13 | 1996-11-26 | Recommended | W209.2 |  | https://s3.amazonaws.com/montgomerycountytfcg/Applications/199611-008.pdf
199611-009 | AT&T Wireless | Existing building | Colocation | White Oak Towers Apts | 32 | 11700 | Old Columbia Pike | Silver Spring | R-10 | Old Columbia Pike Ltd. |  | Private | 39.0494 | -76.9805 | Building | 189 | 0 |  | 1996-11-13 | 1996-11-26 | Recommended | W213.2 |  | https://s3.amazonaws.com/montgomerycountytfcg/Applications/199611-009.pdf
199610-015 | AT&T Wireless | Colocation | Colocation | Semmes Building | 35 | 10220 | River Rd | Rocville | NR-0.75 | Semmes Buildng LLC |  | Private | 39.0182 | -77.2097 | Building | 42.5 | 0 |  | 1996-11-13 |  | Info Only | Semmes Building
199611-001 | AT&T Wireless | Existing building | Colocation | Rock Creek Terrace Apts | 8 | 12630 | Veirs Mill Rd | Rockville | R-10 | Rock Creek Terrace LP |  | Private | 39.0631 | -77.0964 | Building | 153 | 0 |  | 1996-11-04 | 1996-11-26 | Recommended | W210.1 |  | https://s3.amazonaws.com/montgomerycountytfcg/Applications/199611-001.pdf
199611-002 | APC | Existing water tank | Colocation | Olney Water Tank | 25 | 17710 | Buehler Rd | Olney | RT-12.5 | WSSC | WSSC | Public | 39.1478 | -77.0644 | Water Tank | 118 | 0 |  | 1996-11-04 | 1996-11-26 | Recommended | DC03XT39 |  | https://s3.amazonaws.com/montgomerycountytfcg/Applications/199611-002.pdf
199610-014 | AT&T Wireless | Existing water tank | Colocation | Olney Water Tank | 25 | 17710 | Buehler Rd | Olney | RT-12.5 | WSSC | WSSC | Public | 39.1478 | -77.0644 | Water Tank | 118 | 0 |  | 1996-11-01 | 1996-11-07 | Recommended | W226.2 |  | https://s3.amazonaws.com/montgomerycountytfcg/Applications/199610-014.pdf
199610-012 | APC | Existing building | Colocation | Democracy Center | 23 | 6903 | Rockledge Dr | Bethesda | CR-1.5 C-1.25 R-0.75 H-200 | G&I X Democracy Center LLC |  | Private | 39.0276 | -77.1405 | Building | 185 | 0 |  | 1996-10-25 | 1996-11-07 | Recommended | DC03XC520 |  | https://s3.amazonaws.com/montgomerycountytfcg/Applications/199610-012.pdf
199610-013 | Bell Atl. NYNEX Mobile | New 110' BAM monopole - 3 | New | Rinaldi Property | 24 | 15700 | Georgia Ave | Olney | R-200 | Patricia V Rinaldi |  | Private | 39.1159 | -77.0745 | Monopole | 120 | 0 |  | 1996-10-18 | 1996-11-07 | Recommended |  |  | https://s3.amazonaws.com/montgomerycountytfcg/Applications/199610-013.pdf
199610-011 | AT&T Wireless | Existing 133' BAM monopole | Colocation | Bullis Prep School | 22 | 10601 | Falls Rd | Potomac | RE-2 | The Bullis School Inc. | School | Private | 39.0296 | -77.1945 | Monopole | 130 | 0 |  | 1996-10-17 | 1996-10-22 | Recommended | W188.1 |  | https://s3.amazonaws.com/montgomerycountytfcg/Applications/199610-011.pdf
199610-001 | APC | New 170' monopole | New | Silver Spring VFD | 320 | 111 | University Blvd East | Silver Spring | R-60 | Silver Spring VFD | Fire | Private | 39.0174 | -77.0072 | Tower | 73 | 0 |  | 1996-10-11 | 1996-12-01 | Withdrawn
199610-002 | AT&T Wireless | Existing 175' BAM monopole | Colocation | Knights of Columbus | 13.01 | 17001 | Overhill Rd | Derwood | RE-1 | MONTG CNCL K C BLDG CORP |  | Private | 39.1347 | -77.1418 | Monopole | 173 | 0 |  | 1996-10-11 | 1996-10-22 | Recommended | W143.2 |  | https://s3.amazonaws.com/montgomerycountytfcg/Applications/199610-002.pdf
199610-004 | AT&T Wireless | Existing building | Colocation | Colesville Prof. Bldg | 15 | 13321 | New Hampshire Ave | Colesville | CRT-0.75 | Colesville Professional Bldg |  | Private | 39.0747 | -77.0017 | Building | 30 | 0 |  | 1996-10-11 | 1996-10-22 | Recommended | W212.2 |  | https://s3.amazonaws.com/montgomerycountytfcg/Applications/199610-004.pdf
199610-005 | AT&T Wireless | Existing building | Colocation | Renaissance Plaza Apts | 16 | 14000 | Castle Blvd | Silver Spring | R-20 | Renaissance Plaza Condo |  | Private | 39.0858 | -76.9419 | Building | 100 | 0 |  | 1996-10-11 | 1996-10-22 | Recommended | W221.1 |  | https://s3.amazonaws.com/montgomerycountytfcg/Applications/199610-005.pdf
199610-006 | AT&T Wireless | Existing building | Colocation | Londonderry Apts | 17 | 17060 | King James Way | Gaithersburg | R-20 | Londonderry Afforadable LLC |  | Private | 39.1361 | -77.2069 | Building | 81 | 0 |  | 1996-10-11 | 1996-10-22 | Recommended | W152.1 |  | https://s3.amazonaws.com/montgomerycountytfcg/Applications/199610-006.pdf
199610-007 | AT&T Wireless | Existing building | Colocation | Chevy Chase Building | 18 | 5530 | Wisconsin Ave | Chevy Chase | CR-3.0 C-2.0 R-2.75 H-90 T | Friendship Propertie |  | Private | 38.9648 | -77.0883 | Building | 160 | 0 |  | 1996-10-11 | 1996-10-22 | Recommended | W257.1 |  | https://s3.amazonaws.com/montgomerycountytfcg/Applications/199610-007.pdf
199610-008 | AT&T Wireless | Existing building | Colocation | Classic Residence | 19 | 8100 | Connecticut Ave | Chevy Chase | R-10 | SNH CCMD Properties LLC |  | Private | 38.9917 | -77.0778 | Building | 138 | 0 |  | 1996-10-11 | 1996-10-22 | Recommended | W100.2 |  | https://s3.amazonaws.com/montgomerycountytfcg/Applications/199610-008.pdf
199610-009 | AT&T Wireless | Existing 150' Nextel monopole | Colocation | Tri-State Stone Quarry | 20 | 8200 | Seven Locks Rd | Bethesda | R-200 | Ben Porto & Son LTD |  | Private | 38.9887 | -77.1614 | Monopole | 154 | 0 |  | 1996-10-11 | 1996-10-22 | Recommended | W144.4 |  | https://s3.amazonaws.com/montgomerycountytfcg/Applications/199610-009.pdf
199610-010 | AT&T Wireless | Existing 738' lattice tower | Colocation | Pinnacle Towers | 21 | 5202 | River Rd | Bethesda | IM-2.5 H-50 | Pinnacle Towers Inc |  | Private | 38.9639 | -77.1047 | Tower | 744.5 | 0 |  | 1996-10-11 | 1996-10-22 | Recommended | W056.1 |  | https://s3.amazonaws.com/montgomerycountytfcg/Applications/199610-010.pdf
199610-003 | AT&T Wireless | Existing building | Colocation | Grosvenor House Apts | 14 | 10101 | Grosvenor Pl | Rockville | R-10 | Grosvenor Park |  | Private | 39.0233 | -77.1044 | Building | 174 | 0 |  | 1996-10-10 | 1996-10-22 | Recommended | W200.1 |  | https://s3.amazonaws.com/montgomerycountytfcg/Applications/199610-003.pdf
199609-003 | AT&T Wireless | Existing water tank | Colocation | Glenmont Tank | 12 | 12413 | Georgia Ave | Silver Spring | CR-2.0 C-0.5 R-1.75 H-120 | WSSC | WSSC | Public | 39.0616 | -77.0516 | Water Tank | 183 | 0 |  | 1996-09-30 | 1996-10-22 | Recommended | W211.1 |  | https://s3.amazonaws.com/montgomerycountytfcg/Applications/199609-003.pdf
199609-001 | APC | 150' Cell 1 monopole | New | Fire Station 31 | 10 | 12100 | Darnestown Rd | Gaithersburg | R-200 | Montgomery County |  | Public | 39.1161 | -77.2512 | Monopole | 161 | 0 |  | 1996-09-12 | 1996-10-03 | Recommended | DC03XC069 |  | https://s3.amazonaws.com/montgomerycountytfcg/Applications/199609-001.pdf
199608-008 | Cellular One | New 110' monopole | New | JFK High School | 288 | 1901 | Randolph Rd | Silver Spring | R-90 | Board of Education | School | Public | 39.0676 | -77.0397 | Monopole | 135 | 0 |  | 1996-08-28 | 1996-10-01 | Withdrawn
199608-009 | Cellular One | New 100' monopole | New | Springbrook High School | 373 | 201 | Valley Brook Dr | Silver Spring | R-200 | Board of Education | School | Public | 39.0583 | -77.0081 | Monopole | 99 | 0 |  | 1996-08-28 | 1996-10-01 | Withdrawn
199608-010 | Cellular One | New 75' monopole | New | Pyle Middle School | 316 | 6311 | Wilson Ln | Bethesda | R-90 | MCPS | School | Public | 38.9889 | -77.1311 | Monopole | 110 | 0 |  | 1996-08-28 | 1996-10-01 | Withdrawn
199608-007 | APC | Existing Water Tank | Colocation | Woodside Water Tank | 1 | 1945 | Seminary Pl | Silver Spring | R-60 | WSSC | WSSC | Public | 39.0099 | -77.0425 | Water Tank | 117 | 0 |  | 1996-08-23 | 1996-08-30 | Recommended | DC03XC589 |  | https://s3.amazonaws.com/montgomerycountytfcg/Applications/199608-007.pdf
199608-006 | Bell Atl. NYNEX Mobile | Existing Building | Colocation | Rock Creek Terrace Apts | 8 | 12630 | Veirs Mill Rd | Rockville | R-10 | Rock Creek Terrace LP |  | Private | 39.0631 | -77.0964 | Building | 153 | 0 |  | 1996-08-16 | 1996-09-19 | Recommended | Rock Creek Terrace |  | https://s3.amazonaws.com/montgomerycountytfcg/Applications/199608-006.pdf
199608-003 | APC | New 225' Sprint lattice tower | New | Izaak Walton League | 6 | 18301 | Waring Station Rd | Germantown | R-200 | Izaak Walton League |  | Private | 39.1551 | -77.2535 | Tower | 224 | 0 |  | 1996-08-09 | 1996-09-19 | Recommended | DC03XC144 |  | https://s3.amazonaws.com/montgomerycountytfcg/Applications/199608-003.pdf
199608-005 | APC | New 150' monopole | New | Walt Whitman High School | 194 | 7100 | Whittier Blvd | Bethesda | R-90 | MCPS | School | Public | 38.9788 | -77.129 | Monopole | 75 | 0 |  | 1996-08-09 | 1996-10-01 | Withdrawn
199607-004 | APC | New 190' Sprint monopole | New | Oakmont Monopole | 3 | 16801 | Oakmont Ave | Gaithersburg | IM-2.5 H-50 | 16801 Oakmont Avenue LLC |  | Private | 39.1315 | -77.174 | Monopole | 191 | 0 |  | 1996-08-06 | 1996-09-19 | Recommended | DC03XC129 |  | https://s3.amazonaws.com/montgomerycountytfcg/Applications/199607-004.pdf
199608-001 | AT&T Wireless | New 110' AT&T monopole | New | Silver Spring YMCA | 4 | 9800 | Hastings Dr | Silver Spring | R-60 | n |  | Private | 39.0159 | -77.0134 | Monopole | 120 | 0 |  | 1996-08-01 | 1996-10-22 | Recommended | W203.4 |  | https://s3.amazonaws.com/montgomerycountytfcg/Applications/199608-001.pdf
199607-002 | Cellular One | Existing water tank | Colocation | Wall Lane Water Tank | 2 | 11400 | Woodglen Dr & Executive Blvd | Rockville | CR-3.0 C-1.5 R-2.5 H-100 | WSSC | WSSC | Public | 39.0436 | -77.1141 | Water Tank | 105 | 0 |  | 1996-07-22 | 1996-07-31 | Recommended | White Flint |  | https://s3.amazonaws.com/montgomerycountytfcg/Applications/199607-002.pdf
199607-003 | Cellular One | Existing water tank | Colocation | Bradley Water Tank 2 | 72.01 | 5603 | Radnor Rd | Bethesda | R-90 | WSSC | WSSC | Public | 38.9804 | -77.1137 | Water Tank | 108 | 0 |  | 1996-07-22 | 1996-07-31 | Recommended | Kenwood |  | https://s3.amazonaws.com/montgomerycountytfcg/Applications/199607-003.pdf
199607-001 | Bell Atl. NYNEX Mobile | Existing water tank | New | Woodside Water Tank | 1 | 1945 | Seminary Pl | Silver Spring | R-60 | WSSC | WSSC | Public | 39.0099 | -77.0425 | Water Tank | 117 | 0 | Jose Pugeda | 1996-07-19 | 1996-07-31 | Recommended |  |  | https://s3.amazonaws.com/montgomerycountytfcg/Applications/199607-001.pdf
199608-004 | APC | Existing Obsv. Tower Bldg | Colocation | Public Svc Training Academy | 7 | 10025 | Darnestown Rd | Rockville | CR-0.75 | Montgomery County | County | Public | 39.0992 | -77.2078 | Building | 78 | 0 |  | 1996-07-18 | 1996-08-12 | Recommended | DC03XC011 |  | https://s3.amazonaws.com/montgomerycountytfcg/Applications/199608-004.pdf
199607-006 | APC | Colocation | Colocation | Cabin John Water Tank | 132 | 6711 | Tomlinson Terr | Cabin John | R-200 | WSSC | WSSC | Public | 38.9782 | -77.1597 | Water Tank | 133.5 | 0 |  | 1996-07-02 |  | Info Only | CWN016 |  | https://s3.amazonaws.com/montgomerycountytfcg/Applications/199607-006.pdf
199607-007 | APC | Colocation | Colocation | Falls Rd Tank | 133 | 8505 | Aqueduct Rd | Potomac | R-90 | WSSC | WSSC | Public | 39.0598 | -77.1744 | Water Tank | 139 | 0 |  | 1996-07-02 |  | Info Only | WAN036 |  | https://s3.amazonaws.com/montgomerycountytfcg/Applications/199607-007.pdf